## RT Only Over Gen Example
Example 1: Generator has no DA Commitment, only dispatched in RT and generates above desired MW
Scenario 1 - Following Dispatch: Resource is called on by PJM and follows dispatch. BOR calculated using Status Quo Rules
Offer |  |  |  | DA OpRes |  |  | Bal OpRes |  |  |  | Real-Time
Segment | Begin MW | End MW | Price | MW | Begin Price | End Price | Reference MW for Offer Price | RT MW Used | Begin Price | End Price | MW | Begin Price | End Price
1 | 0 | 50 | 20 | 0 | 0 | 0 | 50 | 50 | 20 | 20 | 50 | 20 | 20
2 | 50 | 75 | 25 | 0 | 0 | 0 | 0 | 0 | 0 | 0 | 0 | 0 | 0
3 | 75 | 100 | 30 | 0 | 0 | 0 | 0 | 0 | 0 | 0 | 0 | 0 | 0
DA Incremental Cost - DA OpRes | [6 empty] | Incremental Cost @ RT MW Used - Balancing OpRes | [6 empty] | Incremental Cost @ RT Actual MW
Segment | Begin MW | End MW | Begin Price | End Price | Offer Cost |  | Segment | Begin MW | End MW | Begin Price | End Price | Offer Cost |  | Segment | Begin MW | End MW | Begin Price | End Price | Offer Cost
1 | 0 | 0 | 0 | 0 | 0 |  | 1 | 0 | 50 | 20 | 20 | 1000 |  | 1 | 0 | 50 | 20 | 20 | 1000
2 | 0 | 0 | 0 | 0 | 0 |  | 2 | 0 | 0 | 0 | 0 | 0 |  | 2 | 0 | 0 | 0 | 0 | 0
3 | 0 | 0 | 0 | 0 | 0 |  | 3 | 0 | 0 | 0 | 0 | 0 |  | 3 | 0 | 0 | 0 | 0 | 0
4 | 0 | 0 | 0 | 0 | 0 |  | 4 | 0 | 0 | 0 | 0 | 0 |  | 4 | 0 | 0 | 0 | 0 | 0
[5 empty] | 0 | [6 empty] | 1000 | [6 empty] | 1000
The following Data can be updated for Scenario Analysis |  |  |  | PJM DA and Balancing Energy and OpRes Billing | [9 empty] | DA Estimated Profit/Loss with Actual MW Profit/Loss Calculation
Day-ahead Information |  |  |  | Day-Ahead Calculations | [9 empty] | Day-Ahead Calculations
MW | 0 |  |  | Energy | [9 empty] | Energy
LMP | 0 |  |  | Revenue (LMP * MW) |  |  |  | 0 | [5 empty] | Revenue (LMP * MW) |  |  |  |  | 0
|  |  |  | Operating Reserves (Cost - Revenue) |  |  |  | 0 |  | Cost | 0 | DA OpRes Credit |  | Operating Reserves (Cost - Revenue) |  |  |  |  | 0
The following Data can be updated for Scenario Analysis | [9 empty] | Revenue | 0 | 0
Real-time Information |  |  |  | DA Incremental Cost @ DA MW (0 MW) |  |  |  | 0 | [5 empty] | DA Incremental Cost @ DA MW (0 MW) |  |  |  |  | 0
Actual RT MW | 50
LMP | 0 |  |  | DA Profit/Loss |  |  |  | 0 | [5 empty] | DA Profit/Loss |  |  |  |  | 0
Tracking Desired MW | 50
Ramp Limited Desired | 50
Bal Value MW Used | 50
RT MW Used | 50 |  |  | Balancing Calculations | [9 empty] | Balancing Calculations
|  |  |  | Energy | [9 empty] | Energy
|  |  |  | Revenue (LMP * (RT MW - DA MW)) |  |  |  | 0 | [5 empty] | Revenue (LMP * (RT MW - DA MW)) |  |  |  |  | 0
|  |  |  | Operating Reserves |  |  |  | 1000 |  | Balancing Operating Reserves |  |  |  | Operating Reserves |  |  |  |  | 1000
[10 empty] | DA Revenue |  | 0
|  |  |  | Incremental Cost @ RT MW Used (50 MW) |  |  |  | 1000 |  | DA OpRes Credit |  | 0 |  | Incremental Cost @ Actual RT MW (50 MW) |  |  |  |  | 1000
[10 empty] | Balancing Revenue |  | 0
|  |  |  | Profit/Loss |  |  |  | 0 |  | Incremental Cost |  | 1000 |  | Profit/Loss |  |  |  |  | 0
[10 empty] | Balancing Net Revenue |  | -1000
Scenario 2: Resource is called on by PJM and operates at full load (beyond desired MW point) using Status Quo Rules. RT MW Used is set to the Ramp Limited Desired value which can only reduce the resource partially to the intersection of LMP and the offer curve.
Offer |  |  |  | DA OpRes |  |  | Bal OpRes |  |  |  | Real-Time
Segment | Begin MW | End MW | Price | MW | Begin Price | End Price | Reference MW for Offer Price | RT MW Used | Begin Price | End Price | MW | Begin Price | End Price
1 | 0 | 50 | 20 | 0 | 0 | 0 | 0 | 0 | 20 | 0 | 0 | 20 | 0
2 | 50 | 75 | 25 | 0 | 0 | 0 | 75 | 75 | 0 | 25 | 0 | 0 | 0
3 | 75 | 100 | 30 | 0 | 0 | 0 | 0 | 0 | 0 | 0 | 100 | 0 | 30
DA Incremental Cost - DA OpRes | [6 empty] | Incremental Cost @ RT MW Used - Balancing OpRes | [6 empty] | Incremental Cost @ RT Actual MW
Segment | Begin MW | End MW | Begin Price | End Price | Offer Cost |  | Segment | Begin MW | End MW | Begin Price | End Price | Offer Cost |  | Segment | Begin MW | End MW | Begin Price | End Price | Offer Cost
1 | 0 | 0 | 0 | 0 | 0 |  | 1 | 0 | 50 | 20 | 20 | 1000 |  | 1 | 0 | 50 | 20 | 20 | 1000
2 | 0 | 0 | 0 | 0 | 0 |  | 2 | 50 | 75 | 20 | 25 | 562.5 |  | 2 | 50 | 75 | 20 | 25 | 562.5
3 | 0 | 0 | 0 | 0 | 0 |  | 3 | 0 | 0 | 0 | 0 | 0 |  | 3 | 75 | 100 | 25 | 30 | 687.5
4 | 0 | 0 | 0 | 0 | 0 |  | 4 | 0 | 0 | 0 | 0 | 0 |  | 4 | 0 | 0 | 0 | 0 | 0
[5 empty] | 0 | [6 empty] | 1562.5 | [6 empty] | 2250
The following Data can be updated for Scenario Analysis |  |  |  | PJM DA and Balancing Energy and OpRes Billing | [9 empty] | DA Estimated Profit/Loss with Actual MW Profit/Loss Calculation
Day-ahead Information |  |  |  | Day-Ahead Calculations | [9 empty] | Day-Ahead Calculations
MW | 0 |  |  | Energy | [9 empty] | Energy
LMP | 0 |  |  | Revenue (LMP * MW) |  |  |  | 0 | [5 empty] | Revenue (LMP * MW) |  |  |  |  | 0
|  |  |  | Operating Reserves (Cost - Revenue) |  |  |  | 0 |  | Cost | 0 | DA OpRes Credit |  | Operating Reserves (Cost - Revenue) |  |  |  |  | 0
The following Data can be updated for Scenario Analysis | [9 empty] | Revenue | 0 | 0
Real-time Information |  |  |  | DA Incremental Cost @ DA MW (0 MW) |  |  |  | 0 | [5 empty] | DA Incremental Cost @ DA MW (0 MW) |  |  |  |  | 0
Actual RT MW | 100
LMP | 0 |  |  | DA Profit/Loss |  |  |  | 0 | [5 empty] | DA Profit/Loss |  |  |  |  | 0
Tracking Desired MW | 50
Ramp Limited Desired | 75
Bal Value MW Used | 100
RT MW Used | 75 |  |  | Balancing Calculations | [9 empty] | Balancing Calculations
|  |  |  | Energy | [9 empty] | Energy
|  |  |  | Revenue (LMP * (RT MW - DA MW)) |  |  |  | 0 | [5 empty] | Revenue (LMP * (RT MW - DA MW)) |  |  |  |  | 0
|  |  |  | Operating Reserves |  |  |  | 1562.5 |  | Balancing Operating Reserves |  |  |  | Operating Reserves |  |  |  |  | 1562.5
[10 empty] | DA Revenue |  | 0
|  |  |  | Incremental Cost @ RT MW Used (75 MW) |  |  |  | 1562.5 |  | DA OpRes Credit |  | 0 |  | Incremental Cost @ Actual RT MW (100 MW) |  |  |  |  | 2250
[10 empty] | Balancing Revenue |  | 0
|  |  |  | Profit/Loss |  |  |  | 0 |  | Incremental Cost |  | 1562.5 |  | Profit/Loss |  |  |  |  | -687.5
[10 empty] | Balancing Net Revenue |  | -1562.5
Scenario 3: Resource is called on by PJM and operates at full load using Proposed Rules. RT MW Used is set to the Tracking Desired MW.
Offer |  |  |  | DA OpRes |  |  | Bal OpRes |  |  |  | Real-Time
Segment | Begin MW | End MW | Price | MW | Begin Price | End Price | Reference MW for Offer Price | RT MW Used | Begin Price | End Price | MW | Begin Price | End Price
1 | 0 | 50 | 20 | 0 | 0 | 0 | 50 | 50 | 20 | 20 | 0 | 20 | 0
2 | 50 | 75 | 25 | 0 | 0 | 0 | 0 | 0 | 0 | 0 | 0 | 0 | 0
3 | 75 | 100 | 30 | 0 | 0 | 0 | 0 | 0 | 0 | 0 | 100 | 0 | 30
DA OpRes | [6 empty] | Balancing OpRes | [6 empty] | Real-Time MW Cost
Segment | Begin MW | End MW | Begin Price | End Price | Offer Cost |  | Segment | Begin MW | End MW | Begin Price | End Price | Offer Cost |  | Segment | Begin MW | End MW | Begin Price | End Price | Offer Cost
1 | 0 | 0 | 0 | 0 | 0 |  | 1 | 0 | 50 | 20 | 20 | 1000 |  | 1 | 0 | 50 | 20 | 20 | 1000
2 | 0 | 0 | 0 | 0 | 0 |  | 2 | 0 | 0 | 0 | 0 | 0 |  | 2 | 50 | 75 | 20 | 25 | 562.5
3 | 0 | 0 | 0 | 0 | 0 |  | 3 | 0 | 0 | 0 | 0 | 0 |  | 3 | 75 | 100 | 25 | 30 | 687.5
4 | 0 | 0 | 0 | 0 | 0 |  | 4 | 0 | 0 | 0 | 0 | 0 |  | 4 | 0 | 0 | 0 | 0 | 0
[5 empty] | 0 | [6 empty] | 1000 | [6 empty] | 2250
The following Data can be updated for Scenario Analysis |  |  |  | PJM DA and Balancing Energy and OpRes Billing | [9 empty] | DA Estimated Profit/Loss with Actual MW Profit/Loss Calculation
Day-ahead Information |  |  |  | Day-Ahead Calculations | [9 empty] | Day-Ahead Calculations
MW | 0 |  |  | Energy | [9 empty] | Energy
LMP | 0 |  |  | Revenue (LMP * MW) |  |  |  | 0 | [5 empty] | Revenue (LMP * MW) |  |  |  |  | 0
|  |  |  | Operating Reserves (Cost - Revenue) |  |  |  | 0 |  | Cost | 0 | DA OpRes Credit |  | Operating Reserves (Cost - Revenue) |  |  |  |  | 0
The following Data can be updated for Scenario Analysis | [9 empty] | Revenue | 0 | 0
Real-time Information |  |  |  | DA Incremental Cost @ DA MW (0 MW) |  |  |  | 0 | [5 empty] | DA Incremental Cost @ DA MW (0 MW) |  |  |  |  | 0
Actual RT MW | 100
LMP | 0 |  |  | DA Profit/Loss |  |  |  | 0 | [5 empty] | DA Profit/Loss |  |  |  |  | 0
Tracking Desired MW | 50
Ramp Limited Desired | 75
Bal Value MW Used | 100
RT MW Used | 50 |  |  | Balancing Calculations | [9 empty] | Balancing Calculations
|  |  |  | Energy | [9 empty] | Energy
|  |  |  | Revenue (LMP * (RT MW - DA MW)) |  |  |  | 0 | [5 empty] | Revenue (LMP * (RT MW - DA MW)) |  |  |  |  | 0
|  |  |  | Operating Reserves |  |  |  | 1000 |  | Balancing Operating Reserves |  |  |  | Operating Reserves |  |  |  |  | 1000
[10 empty] | DA Revenue |  | 0
|  |  |  | Incremental Cost @ RT MW Used (50 MW) |  |  |  | 1000 |  | DA OpRes Credit |  | 0 |  | Incremental Cost @ Actual RT MW (100 MW) |  |  |  |  | 2250
[10 empty] | Balancing Revenue |  | 0
|  |  |  | Profit/Loss |  |  |  | 0 |  | Incremental Cost |  | 1000 |  | Profit/Loss |  |  |  |  | -1250
[10 empty] | Balancing Net Revenue |  | -1000
Balancing Operating Reserves makes the unit whole to the Incremental Costs @ RT MW Used
By following dispatch, the unit breaks even
When the unit over generates, the unit is not made whole to incremental costs above Ramp Limited Desired (i.e. incremental costs associated with the 25 MWs between 75 MW (Ramp Limited Desired) and 100 MW (RT Actual MW)).
When the unit overgenerates, the unit is not made whole to incremental costs above Tracking Desired (i.e. incremental costs associated with the 50 MWs between 50 MW (Tracking Desired) and 100 MW (RT Actual MW)).
Take Away: Scenario 1 and 3 award the same Balancing Operating Reserve Credits, which limit paying
uplift for only MWs that PJM desired.
Scenario 2 pays additional uplift for MW in excess of what the resource would have provided,
if it was following dispatch. In this example, the resource is overgenerating and the Ramp
Limited Desired MW is constrained in how low it can move by the resource's current
output and ramp rate.
Take Away:
Scenario 1 shows the resource breaks even when following dispatch
Scenario 2 shows the resource incurs a small loss due to the resource operating above the Ramp Limited Desired MW (uplift is not paid for MW in excess of the Ramp Limited Desired MW)
Scenario 3 shows the resource incurs a larger loss as compared to Scenario 2 due to the Tracking Desired MW not being constrained by the resource's current output.
If positive number, represents revenue that can be used to offset losses in other intervals in the same OR Segment.
If negative, represents losses that can be offset by revenue earned in other intervals in the same OR Segment.
If positive number, represents revenue that can be used to offset losses in other intervals in the same Operating Reserve Segment.
If negative, represents losses that can be offset by revenue earned in other intervals in the same Operating Reserve Segment.
If positive number, represents revenue that can be used to offset losses in other intervals in the same Operating Reserve Segment.
If negative, represents losses that can be offset by revenue earned in other intervals in the same Operating Reserve Segment.
Balancing Operating Reserves makes the unit whole to the Incremental Costs @ RT MW Used
Balancing Operating Reserves makes the unit whole to the Incremental Costs @ RT MW Used
Note on B8: Offer MW submitted in Markets Gateway
Note on C8: MW of next Segment
Note on H8: MW value that drives the ceiling of incremental offer used in OpRes calculation: If RT MW <= Operating Reserve Desired MW = RT MW if RT MW within Operating Reserve Desired MW +/- 10% = RT MW If RT MW > 110% Operating Reserve Desired MW = Operating Reserve Desired MW This limits the offer price applied to correspond to the desired MW level within 10%
Note on B14: Offer MW submitted in Markets Gateway
Note on C14: MW of next Segment
Note on B34: Bal Value MW Used is the MW level used to determine what revenues (or value) will be used to offset costs in the calculation of BOR Credits. This calculation has the result of using the Actual RT MW and excluding any MW that results in negative revenue that was not requested by PJM. Examples of negative revenue are: buying out of DA position or over generation when RT LMP is negative and RT generation is greater than day-ahead cleared MW.
Note on B35: RT MW Used is the MW value to which the resource will be made whole. If Actual RT MW is within +/- 10% of Ramp Limited Desired, then RT MW Used = Actual RT MW. Otherwise, RT MW Used = the lesser of Actual or Desired MW.
Note on B59: Offer MW submitted in Markets Gateway
Note on C59: MW of next Segment
Note on H59: MW value that drives the ceiling of incremental offer used in OpRes calculation: If RT MW <= Operating Reserve Desired MW = RT MW if RT MW within Operating Reserve Desired MW +/- 10% = RT MW If RT MW > 110% Operating Reserve Desired MW = Operating Reserve Desired MW This limits the offer price applied to correspond to the desired MW level within 10%
Note on B65: Offer MW submitted in Markets Gateway
Note on C65: MW of next Segment
Note on I65: Offer MW submitted in Markets Gateway
Note on J65: MW of next Segment
Note on P65: Offer MW submitted in Markets Gateway
Note on Q65: MW of next Segment
Note on B110: Offer MW submitted in Markets Gateway
Note on C110: MW of next Segment
Note on H110: MW value that drives the ceiling of incremental offer used in OpRes calculation: If RT MW <= Operating Reserve Desired MW = RT MW if RT MW within Operating Reserve Desired MW +/- 10% = RT MW If RT MW > 110% Operating Reserve Desired MW = Operating Reserve Desired MW This limits the offer price applied to correspond to the desired MW level within 10%
Note on B116: Offer MW submitted in Markets Gateway
Note on C116: MW of next Segment
Note on I116: Offer MW submitted in Markets Gateway
Note on J116: MW of next Segment
Note on P116: Offer MW submitted in Markets Gateway
Note on Q116: MW of next Segment

## RT Only Over Gen Ex Neg LMP
Example 2: Generator has no DA Commitment, generates above desired in RT during interval with Negative LMPs
Scenario 1- Following Dispatch: Resource is called on by PJM and follows dispatch. BOR calculated using Status Quo Rules
Offer |  |  |  | DA OpRes |  |  | Bal OpRes |  |  |  | Real-Time
Segment | Begin MW | End MW | Price | MW | Begin Price | End Price | Reference MW for Offer Price | RT MW Used | Begin Price | End Price | MW | Begin Price | End Price
1 | 0 | 50 | 20 | 0 | 0 | 0 | 50 | 50 | 20 | 20 | 50 | 20 | 20
2 | 50 | 75 | 25 | 0 | 0 | 0 | 0 | 0 | 0 | 0 | 0 | 0 | 0
3 | 75 | 100 | 30 | 0 | 0 | 0 | 0 | 0 | 0 | 0 | 0 | 0 | 0
DA Incremental Cost - DA OpRes | [6 empty] | Incremental Cost @ RT MW Used - Balancing OpRes | [6 empty] | Incremental Cost @ RT Actual MW
Segment | Begin MW | End MW | Begin Price | End Price | Offer Cost |  | Segment | Begin MW | End MW | Begin Price | End Price | Offer Cost |  | Segment | Begin MW | End MW | Begin Price | End Price | Offer Cost
1 | 0 | 0 | 0 | 0 | 0 |  | 1 | 0 | 50 | 20 | 20 | 1000 |  | 1 | 0 | 50 | 20 | 20 | 1000
2 | 0 | 0 | 0 | 0 | 0 |  | 2 | 0 | 0 | 0 | 0 | 0 |  | 2 | 0 | 0 | 0 | 0 | 0
3 | 0 | 0 | 0 | 0 | 0 |  | 3 | 0 | 0 | 0 | 0 | 0 |  | 3 | 0 | 0 | 0 | 0 | 0
4 | 0 | 0 | 0 | 0 | 0 |  | 4 | 0 | 0 | 0 | 0 | 0 |  | 4 | 0 | 0 | 0 | 0 | 0
[5 empty] | 0 | [6 empty] | 1000 | [6 empty] | 1000
The following Data can be updated for Scenario Analysis |  |  |  | PJM DA and Balancing Energy and OpRes Billing | [9 empty] | DA Estimated Profit/Loss with Actual MW Profit/Loss Calculation
Day-ahead Information |  |  |  | Day-Ahead Calculations | [9 empty] | Day-Ahead Calculations
MW | 0 |  |  | Energy | [9 empty] | Energy
LMP | 0 |  |  | Revenue (LMP * MW) |  |  |  | 0 | [5 empty] | Revenue (LMP * MW) |  |  |  |  | 0
|  |  |  | Operating Reserves (Cost - Revenue) |  |  |  | 0 |  | Cost | 0 | DA OpRes Credit |  | Operating Reserves (Cost - Revenue) |  |  |  |  | 0
The following Data can be updated for Scenario Analysis | [9 empty] | Revenue | 0 | 0
Real-time Information |  |  |  | DA Incremental Cost @ DA MW (0 MW) |  |  |  | 0 | [5 empty] | DA Incremental Cost @ DA MW (0 MW) |  |  |  |  | 0
Actual RT MW | 50
LMP | -100 |  |  | DA Profit/Loss |  |  |  | 0 | [5 empty] | DA Profit/Loss |  |  |  |  | 0
Tracking Desired MW | 50
Ramp Limited Desired | 50
Bal Value MW Used | 50
RT MW Used | 50 |  |  | Balancing Calculations | [9 empty] | Balancing Calculations
|  |  |  | Energy | [9 empty] | Energy
|  |  |  | Revenue (LMP * (RT MW - DA MW)) |  |  |  | -5000 | [5 empty] | Revenue (LMP * (RT MW - DA MW)) |  |  |  |  | -5000
|  |  |  | Operating Reserves |  |  |  | 6000 |  | Balancing Operating Reserves |  |  |  | Operating Reserves |  |  |  |  | 6000
[10 empty] | DA Revenue |  | 0
|  |  |  | Incremental Cost @ RT MW Used (50 MW) |  |  |  | 1000 |  | DA OpRes Credit |  | 0 |  | Incremental Cost @ Actual RT MW (50 MW) |  |  |  |  | 1000
[10 empty] | Balancing Revenue |  | -5000
|  |  |  | Profit/Loss |  |  |  | 0 |  | Incremental Cost |  | 1000 |  | Profit/Loss |  |  |  |  | 0
[10 empty] | Balancing Net Revenue |  | -6000
Scenario 2: Resource is called on by PJM and operates at full load (beyond desired MW point) using Status Quo Rules. RT MW Used is set to the Ramp Limited Desired value which can only reduce the resource partially to the intersection of LMP and the offer curve.
Offer |  |  |  | DA OpRes |  |  | Bal OpRes |  |  |  | Real-Time
Segment | Begin MW | End MW | Price | MW | Begin Price | End Price | Reference MW for Offer Price | RT MW Used | Begin Price | End Price | MW | Begin Price | End Price
1 | 0 | 50 | 20 | 0 | 0 | 0 | 0 | 0 | 20 | 0 | 0 | 20 | 0
2 | 50 | 75 | 25 | 0 | 0 | 0 | 75 | 75 | 0 | 25 | 0 | 0 | 0
3 | 75 | 100 | 30 | 0 | 0 | 0 | 0 | 0 | 0 | 0 | 100 | 0 | 30
DA Incremental Cost - DA OpRes | [6 empty] | Incremental Cost @ RT MW Used - Balancing OpRes | [6 empty] | Incremental Cost @ RT Actual MW
Segment | Begin MW | End MW | Begin Price | End Price | Offer Cost |  | Segment | Begin MW | End MW | Begin Price | End Price | Offer Cost |  | Segment | Begin MW | End MW | Begin Price | End Price | Offer Cost
1 | 0 | 0 | 0 | 0 | 0 |  | 1 | 0 | 50 | 20 | 20 | 1000 |  | 1 | 0 | 50 | 20 | 20 | 1000
2 | 0 | 0 | 0 | 0 | 0 |  | 2 | 50 | 75 | 20 | 25 | 562.5 |  | 2 | 50 | 75 | 20 | 25 | 562.5
3 | 0 | 0 | 0 | 0 | 0 |  | 3 | 0 | 0 | 0 | 0 | 0 |  | 3 | 75 | 100 | 25 | 30 | 687.5
4 | 0 | 0 | 0 | 0 | 0 |  | 4 | 0 | 0 | 0 | 0 | 0 |  | 4 | 0 | 0 | 0 | 0 | 0
[5 empty] | 0 | [6 empty] | 1562.5 | [6 empty] | 2250
The following Data can be updated for Scenario Analysis |  |  |  | PJM DA and Balancing Energy and OpRes Billing | [9 empty] | DA Estimated Profit/Loss with Actual MW Profit/Loss Calculation
Day-ahead Information |  |  |  | Day-Ahead Calculations | [9 empty] | Day-Ahead Calculations
MW | 0 |  |  | Energy | [9 empty] | Energy
LMP | 0 |  |  | Revenue (LMP * MW) |  |  |  | 0 | [5 empty] | Revenue (LMP * MW) |  |  |  |  | 0
|  |  |  | Operating Reserves (Cost - Revenue) |  |  |  | 0 |  | Cost | 0 | DA OpRes Credit |  | Operating Reserves (Cost - Revenue) |  |  |  |  | 0
The following Data can be updated for Scenario Analysis | [9 empty] | Revenue | 0 | 0
Real-time Information |  |  |  | DA Incremental Cost @ DA MW (0 MW) |  |  |  | 0 | [5 empty] | DA Incremental Cost @ DA MW (0 MW) |  |  |  |  | 0
Actual RT MW | 100
LMP | -100 |  |  | DA Profit/Loss |  |  |  | 0 | [5 empty] | DA Profit/Loss |  |  |  |  | 0
Tracking Desired MW | 50
Ramp Limited Desired | 75
Bal Value MW Used | 100
RT MW Used | 75 |  |  | Balancing Calculations | [9 empty] | Balancing Calculations
|  |  |  | Energy | [9 empty] | Energy
|  |  |  | Revenue (LMP * (RT MW - DA MW)) |  |  |  | -10000 | [5 empty] | Revenue (LMP * (RT MW - DA MW)) |  |  |  |  | -10000
|  |  |  | Operating Reserves |  |  |  | 11562.5 |  | Balancing Operating Reserves |  |  |  | Operating Reserves |  |  |  |  | 11562.5
[10 empty] | DA Revenue |  | 0
|  |  |  | Incremental Cost @ RT MW Used (75 MW) |  |  |  | 1562.5 |  | DA OpRes Credit |  | 0 |  | Incremental Cost @ Actual RT MW (100 MW) |  |  |  |  | 2250
[10 empty] | Balancing Revenue |  | -10000
|  |  |  | Profit/Loss |  |  |  | 0 |  | Incremental Cost |  | 1562.5 |  | Profit/Loss |  |  |  |  | -687.5
[10 empty] | Balancing Net Revenue |  | -11562.5
Scenario 3: Resource is called on by PJM and operates at full load using Proposed Rules. RT MW Used and Bal Value MW Used is set to the Tracking Desired MW.
Offer |  |  |  | DA OpRes |  |  | Bal OpRes |  |  |  | Real-Time
Segment | Begin MW | End MW | Price | MW | Begin Price | End Price | Reference MW for Offer Price | RT MW Used | Begin Price | End Price | MW | Begin Price | End Price
1 | 0 | 50 | 20 | 0 | 0 | 0 | 50 | 50 | 20 | 20 | 0 | 20 | 0
2 | 50 | 75 | 25 | 0 | 0 | 0 | 0 | 0 | 0 | 0 | 0 | 0 | 0
3 | 75 | 100 | 30 | 0 | 0 | 0 | 0 | 0 | 0 | 0 | 100 | 0 | 30
DA OpRes | [6 empty] | Balancing OpRes | [6 empty] | Real-Time MW Cost
Segment | Begin MW | End MW | Begin Price | End Price | Offer Cost |  | Segment | Begin MW | End MW | Begin Price | End Price | Offer Cost |  | Segment | Begin MW | End MW | Begin Price | End Price | Offer Cost
1 | 0 | 0 | 0 | 0 | 0 |  | 1 | 0 | 50 | 20 | 20 | 1000 |  | 1 | 0 | 50 | 20 | 20 | 1000
2 | 0 | 0 | 0 | 0 | 0 |  | 2 | 0 | 0 | 0 | 0 | 0 |  | 2 | 50 | 75 | 20 | 25 | 562.5
3 | 0 | 0 | 0 | 0 | 0 |  | 3 | 0 | 0 | 0 | 0 | 0 |  | 3 | 75 | 100 | 25 | 30 | 687.5
4 | 0 | 0 | 0 | 0 | 0 |  | 4 | 0 | 0 | 0 | 0 | 0 |  | 4 | 0 | 0 | 0 | 0 | 0
[5 empty] | 0 | [6 empty] | 1000 | [6 empty] | 2250
The following Data can be updated for Scenario Analysis |  |  |  | PJM DA and Balancing Energy and OpRes Billing | [9 empty] | DA Estimated Profit/Loss with Actual MW Profit/Loss Calculation
Day-ahead Information |  |  |  | Day-Ahead Calculations | [9 empty] | Day-Ahead Calculations
MW | 0 |  |  | Energy | [9 empty] | Energy
LMP | 0 |  |  | Revenue (LMP * MW) |  |  |  | 0 | [5 empty] | Revenue (LMP * MW) |  |  |  |  | 0
|  |  |  | Operating Reserves (Cost - Revenue) |  |  |  | 0 |  | Cost | 0 | DA OpRes Credit |  | Operating Reserves (Cost - Revenue) |  |  |  |  | 0
The following Data can be updated for Scenario Analysis | [9 empty] | Revenue | 0 | 0
Real-time Information |  |  |  | DA Incremental Cost @ DA MW (0 MW) |  |  |  | 0 | [5 empty] | DA Incremental Cost @ DA MW (0 MW) |  |  |  |  | 0
Actual RT MW | 100
LMP | -100 |  |  | DA Profit/Loss |  |  |  | 0 | [5 empty] | DA Profit/Loss |  |  |  |  | 0
Tracking Desired MW | 50
Ramp Limited Desired | 75
Bal Value MW Used | 50
RT MW Used | 50 |  |  | Balancing Calculations | [9 empty] | Balancing Calculations
|  |  |  | Energy | [9 empty] | Energy
|  |  |  | Revenue (LMP * (RT MW - DA MW)) |  |  |  | -10000 | [5 empty] | Revenue (LMP * (RT MW - DA MW)) |  |  |  |  | -10000
|  |  |  | Operating Reserves |  |  |  | 6000 |  | Balancing Operating Reserves |  |  |  | Operating Reserves |  |  |  |  | 6000
[10 empty] | DA Revenue |  | 0
|  |  |  | Incremental Cost @ RT MW Used (50 MW) |  |  |  | 1000 |  | DA OpRes Credit |  | 0 |  | Incremental Cost @ Actual RT MW (100 MW) |  |  |  |  | 2250
[10 empty] | Balancing Revenue |  | -5000
|  |  |  | Profit/Loss |  |  |  | -5000 |  | Incremental Cost |  | 1000 |  | Profit/Loss |  |  |  |  | -6250
[10 empty] | Balancing Net Revenue |  | -6000
Balancing Operating Reserves makes the unit whole to the Incremental Costs @ RT MW Used
By following dispatch, the unit breaks even
When the unit over generates, the unit is not made whole to incremental costs above Ramp Limited Desired (i.e. incremental costs associated with the 25 MWs between 75 MW (Ramp Limited Desired) and 100 MW (RT Actual MW)).
When the unit overgenerates, the unit is not made whole to incremental costs above Tracking Desired (i.e. incremental costs associated with the 50 MWs between 50 MW (Tracking Desired) and 100 MW (RT Actual MW)).
Take Away: Scenario 1 and 3 award the same Balancing Operating Reserve Credits, which limit paying
uplift for only MWs that PJM desired. Scenario 3, besides limiting the Incremental cost, also
limits the Balancing Revenue, since the over generation with a negative LMP results in the resource being charged for all the MW being produced.
Scenario 2 pays additional uplift for MW in excess of what the resource would have provided,
if it was following dispatch. In this example, the resource is overgenerating and the Ramp
Limited Desired MW is constrained in how low it can move by the resource's current
output and ramp rate. The resource recovers the energy charge for the overgeneration due to the LMP being negative.
Take Away:
Scenario 1 shows the resource breaks even when following dispatch
Scenario 2 shows the resource incurs a small loss due to the resource operating above the Ramp Limited Desired MW (uplift is not paid for MW in excess of the Ramp Limited Desired MW)
Scenario 3 shows the resource incurs a larger loss as compared to Scenario 2 due to the Tracking Desired MW not being constrained by the resource's current output. The Balancing Value being limited to just the energy charge that would have been requested by PJM is also a factor of the increase in loss.
If positive number, represents revenue that can be used to offset losses in other intervals in the same OR Segment.
If negative, represents losses that can be offset by revenue earned in other intervals in the same OR Segment.
If positive number, represents revenue that can be used to offset losses in other intervals in the same Operating Reserve Segment.
If negative, represents losses that can be offset by revenue earned in other intervals in the same Operating Reserve Segment.
If positive number, represents revenue that can be used to offset losses in other intervals in the same Operating Reserve Segment.
If negative, represents losses that can be offset by revenue earned in other intervals in the same Operating Reserve Segment.
Balancing Operating Reserves makes the unit whole to the Incremental Costs @ RT MW Used
Balancing Operating Reserves makes the unit whole to the Incremental Costs @ RT MW Used
Balancing Value includes the over generation, which is a charge with the negative LMP.
Balancing Value does not include the over generation, which is a charge with the negative LMP.
Note on B8: Offer MW submitted in Markets Gateway
Note on C8: MW of next Segment
Note on H8: MW value that drives the ceiling of incremental offer used in OpRes calculation: If RT MW <= Operating Reserve Desired MW = RT MW if RT MW within Operating Reserve Desired MW +/- 10% = RT MW If RT MW > 110% Operating Reserve Desired MW = Operating Reserve Desired MW This limits the offer price applied to correspond to the desired MW level within 10%
Note on B14: Offer MW submitted in Markets Gateway
Note on C14: MW of next Segment
Note on B34: Bal Value MW Used is the MW level used to determine what revenues (or value) will be used to offset costs in the calculation of BOR Credits. This calculation has the result of using the Actual RT MW and excluding any MW that results in negative revenue that was not requested by PJM. Examples of negative revenue are: buying out of DA position or over generation when RT LMP is negative and RT generation is greater than day-ahead cleared MW.
Note on B35: RT MW Used is the MW value to which the resource will be made whole. If Actual RT MW is within +/- 10% of Ramp Limited Desired, then RT MW Used = Actual RT MW. Otherwise, RT MW Used = the lesser of Actual or Desired MW.
Note on B59: Offer MW submitted in Markets Gateway
Note on C59: MW of next Segment
Note on H59: MW value that drives the ceiling of incremental offer used in OpRes calculation: If RT MW <= Operating Reserve Desired MW = RT MW if RT MW within Operating Reserve Desired MW +/- 10% = RT MW If RT MW > 110% Operating Reserve Desired MW = Operating Reserve Desired MW This limits the offer price applied to correspond to the desired MW level within 10%
Note on B65: Offer MW submitted in Markets Gateway
Note on C65: MW of next Segment
Note on I65: Offer MW submitted in Markets Gateway
Note on J65: MW of next Segment
Note on P65: Offer MW submitted in Markets Gateway
Note on Q65: MW of next Segment
Note on B110: Offer MW submitted in Markets Gateway
Note on C110: MW of next Segment
Note on H110: MW value that drives the ceiling of incremental offer used in OpRes calculation: If RT MW <= Operating Reserve Desired MW = RT MW if RT MW within Operating Reserve Desired MW +/- 10% = RT MW If RT MW > 110% Operating Reserve Desired MW = Operating Reserve Desired MW This limits the offer price applied to correspond to the desired MW level within 10%
Note on B116: Offer MW submitted in Markets Gateway
Note on C116: MW of next Segment
Note on I116: Offer MW submitted in Markets Gateway
Note on J116: MW of next Segment
Note on P116: Offer MW submitted in Markets Gateway
Note on Q116: MW of next Segment

## RT & DA Over Gen Example
Example 3: Generator committed in DA, and generates above desired in RT
Scenario 1 - Following Dispatch: Resource is called on by PJM and follows dispatch. BOR calculated using Status Quo Rules
Offer |  |  |  | DA OpRes |  |  | Bal OpRes |  |  |  | Real-Time
Segment | Begin MW | End MW | Price | MW | Begin Price | End Price | Reference MW for Offer Price | RT MW Used | Begin Price | End Price | MW | Begin Price | End Price
1 | 0 | 50 | 20 | 0 | 20 | 0 | 50 | 50 | 20 | 20 | 50 | 20 | 20
2 | 50 | 75 | 25 | 0 | 0 | 0 | 0 | 0 | 0 | 0 | 0 | 0 | 0
3 | 75 | 100 | 30 | 100 | 0 | 30 | 0 | 0 | 0 | 0 | 0 | 0 | 0
DA Incremental Cost - DA OpRes | [6 empty] | Incremental Cost @ RT MW Used - Balancing OpRes | [6 empty] | Incremental Cost @ RT Actual MW
Segment | Begin MW | End MW | Begin Price | End Price | Offer Cost |  | Segment | Begin MW | End MW | Begin Price | End Price | Offer Cost |  | Segment | Begin MW | End MW | Begin Price | End Price | Offer Cost
1 | 0 | 50 | 20 | 20 | 1000 |  | 1 | 0 | 50 | 20 | 20 | 1000 |  | 1 | 0 | 50 | 20 | 20 | 1000
2 | 50 | 75 | 20 | 25 | 562.5 |  | 2 | 0 | 0 | 0 | 0 | 0 |  | 2 | 0 | 0 | 0 | 0 | 0
3 | 75 | 100 | 25 | 30 | 687.5 |  | 3 | 0 | 0 | 0 | 0 | 0 |  | 3 | 0 | 0 | 0 | 0 | 0
4 | 0 | 0 | 0 | 0 | 0 |  | 4 | 0 | 0 | 0 | 0 | 0 |  | 4 | 0 | 0 | 0 | 0 | 0
[5 empty] | 2250 | [6 empty] | 1000 | [6 empty] | 1000
The following Data can be updated for Scenario Analysis |  |  |  | PJM DA and Balancing Energy and OpRes Billing | [9 empty] | DA Estimated Profit/Loss with Actual MW Profit/Loss Calculation
Day-ahead Information |  |  |  | Day-Ahead Calculations | [9 empty] | Day-Ahead Calculations
MW | 100 |  |  | Energy | [9 empty] | Energy
LMP | 45 |  |  | Revenue (LMP * MW) |  |  |  | 4500 | [5 empty] | Revenue (LMP * MW) |  |  |  |  | 4500
|  |  |  | Operating Reserves (Cost - Revenue) |  |  |  | 0 |  | Cost | 2250 | DA OpRes Credit |  | Operating Reserves (Cost - Revenue) |  |  |  |  | 0
The following Data can be updated for Scenario Analysis | [9 empty] | Revenue | 4500 | 0
Real-time Information |  |  |  | DA Incremental Cost @ DA MW (100 MW) |  |  |  | 2250 | [5 empty] | DA Incremental Cost @ DA MW (100 MW) |  |  |  |  | 2250
Actual RT MW | 50
LMP | 15 |  |  | DA Profit/Loss |  |  |  | 2250 | [5 empty] | DA Profit/Loss |  |  |  |  | 2250
Tracking Desired MW | 50
Ramp Limited Desired | 50
Bal Value MW Used | 50
RT MW Used | 50 |  |  | Balancing Calculations | [9 empty] | Balancing Calculations
|  |  |  | Energy | [9 empty] | Energy
|  |  |  | Revenue (LMP * (RT MW - DA MW)) |  |  |  | -750 | [5 empty] | Revenue (LMP * (RT MW - DA MW)) |  |  |  |  | -750
|  |  |  | Operating Reserves |  |  |  | 0 |  | Balancing Operating Reserves |  |  |  | Operating Reserves |  |  |  |  | 0
[10 empty] | DA Revenue |  | 4500
|  |  |  | Incremental Cost @ RT MW Used (50 MW) |  |  |  | 1000 |  | DA OpRes Credit |  | 0 |  | Incremental Cost @ Actual RT MW (50 MW) |  |  |  |  | 1000
[10 empty] | Balancing Revenue |  | -750
|  |  |  | Profit/Loss |  |  |  | 2750 |  | Incremental Cost |  | 1000 |  | Profit/Loss |  |  |  |  | 2750
[10 empty] | Balancing Net Revenue |  | 2750
Scenario 2: Resource is called on by PJM and Operates at full load using Status Quo rules. RT MW Used is set to the Ramp Limited Desired value which can only reduce the resource partially to the intersection of LMP and the offer curve.
Offer |  |  |  | DA OpRes |  |  | Bal OpRes |  |  |  | Real-Time
Segment | Begin MW | End MW | Price | MW | Begin Price | End Price | Reference MW for Offer Price | RT MW Used | Begin Price | End Price | MW | Begin Price | End Price
1 | 0 | 50 | 20 | 0 | 20 | 0 | 0 | 0 | 20 | 0 | 0 | 20 | 0
2 | 50 | 75 | 25 | 0 | 0 | 0 | 75 | 75 | 0 | 25 | 0 | 0 | 0
3 | 75 | 100 | 30 | 100 | 0 | 30 | 0 | 0 | 0 | 0 | 100 | 0 | 30
DA Incremental Cost - DA OpRes | [6 empty] | Incremental Cost @ RT MW Used - Balancing OpRes | [6 empty] | Incremental Cost @ RT Actual MW
Segment | Begin MW | End MW | Begin Price | End Price | Offer Cost |  | Segment | Begin MW | End MW | Begin Price | End Price | Offer Cost |  | Segment | Begin MW | End MW | Begin Price | End Price | Offer Cost
1 | 0 | 50 | 20 | 20 | 1000 |  | 1 | 0 | 50 | 20 | 20 | 1000 |  | 1 | 0 | 50 | 20 | 20 | 1000
2 | 50 | 75 | 20 | 25 | 562.5 |  | 2 | 50 | 75 | 20 | 25 | 562.5 |  | 2 | 50 | 75 | 20 | 25 | 562.5
3 | 75 | 100 | 25 | 30 | 687.5 |  | 3 | 0 | 0 | 0 | 0 | 0 |  | 3 | 75 | 100 | 25 | 30 | 687.5
4 | 0 | 0 | 0 | 0 | 0 |  | 4 | 0 | 0 | 0 | 0 | 0 |  | 4 | 0 | 0 | 0 | 0 | 0
[5 empty] | 2250 | [6 empty] | 1562.5 | [6 empty] | 2250
The following Data can be updated for Scenario Analysis |  |  |  | PJM DA and Balancing Energy and OpRes Billing | [9 empty] | DA Estimated Profit/Loss with Actual MW Profit/Loss Calculation
Day-ahead Information |  |  |  | Day-Ahead Calculations | [9 empty] | Day-Ahead Calculations
MW | 100 |  |  | Energy | [9 empty] | Energy
LMP | 45 |  |  | Revenue (LMP * MW) |  |  |  | 4500 | [5 empty] | Revenue (LMP * MW) |  |  |  |  | 4500
|  |  |  | Operating Reserves (Cost - Revenue) |  |  |  | 0 |  | Cost | 2250 | DA OpRes Credit |  | Operating Reserves (Cost - Revenue) |  |  |  |  | 0
The following Data can be updated for Scenario Analysis | [9 empty] | Revenue | 4500 | 0
Real-time Information |  |  |  | DA Incremental Cost @ DA MW (100 MW) |  |  |  | 2250 | [5 empty] | DA Incremental Cost @ DA MW (100 MW) |  |  |  |  | 2250
Actual RT MW | 100
LMP | 15 |  |  | DA Profit/Loss |  |  |  | 2250 | [5 empty] | DA Profit/Loss |  |  |  |  | 2250
Tracking Desired MW | 50
Ramp Limited Desired | 75
Bal Value MW Used | 100
RT MW Used | 75 |  |  | Balancing Calculations | [9 empty] | Balancing Calculations
|  |  |  | Energy | [9 empty] | Energy
|  |  |  | Revenue (LMP * (RT MW - DA MW)) |  |  |  | 0 | [5 empty] | Revenue (LMP * (RT MW - DA MW)) |  |  |  |  | 0
|  |  |  | Operating Reserves |  |  |  | 0 |  | Balancing Operating Reserves |  |  |  | Operating Reserves |  |  |  |  | 0
[10 empty] | DA Revenue |  | 4500
|  |  |  | Incremental Cost @ RT MW Used (75 MW) |  |  |  | 1562.5 |  | DA OpRes Credit |  | 0 |  | Incremental Cost @ Actual RT MW (100 MW) |  |  |  |  | 2250
[10 empty] | Balancing Revenue |  | 0
|  |  |  | Profit/Loss |  |  |  | 2937.5 |  | Incremental Cost |  | 1562.5 |  | Profit/Loss |  |  |  |  | 2250
[10 empty] | Balancing Net Revenue |  | 2937.5
Scenario 3: Resource is called on by PJM and operates at full load using Proposed Rules. RT MW Used is set to the Tracking Desired MW.
Offer |  |  |  | DA OpRes |  |  | Bal OpRes |  |  |  | Real-Time
Segment | Begin MW | End MW | Price | MW | Begin Price | End Price | Reference MW for Offer Price | RT MW Used | Begin Price | End Price | MW | Begin Price | End Price
1 | 0 | 50 | 20 | 0 | 20 | 0 | 50 | 50 | 20 | 20 | 0 | 20 | 0
2 | 50 | 75 | 25 | 0 | 0 | 0 | 0 | 0 | 0 | 0 | 0 | 0 | 0
3 | 75 | 100 | 30 | 100 | 0 | 30 | 0 | 0 | 0 | 0 | 100 | 0 | 30
DA OpRes | [6 empty] | Balancing OpRes | [6 empty] | Real-Time MW Cost
Segment | Begin MW | End MW | Begin Price | End Price | Offer Cost |  | Segment | Begin MW | End MW | Begin Price | End Price | Offer Cost |  | Segment | Begin MW | End MW | Begin Price | End Price | Offer Cost
1 | 0 | 50 | 20 | 20 | 1000 |  | 1 | 0 | 50 | 20 | 20 | 1000 |  | 1 | 0 | 50 | 20 | 20 | 1000
2 | 50 | 75 | 20 | 25 | 562.5 |  | 2 | 0 | 0 | 0 | 0 | 0 |  | 2 | 50 | 75 | 20 | 25 | 562.5
3 | 75 | 100 | 25 | 30 | 687.5 |  | 3 | 0 | 0 | 0 | 0 | 0 |  | 3 | 75 | 100 | 25 | 30 | 687.5
4 | 0 | 0 | 0 | 0 | 0 |  | 4 | 0 | 0 | 0 | 0 | 0 |  | 4 | 0 | 0 | 0 | 0 | 0
[5 empty] | 2250 | [6 empty] | 1000 | [6 empty] | 2250
The following Data can be updated for Scenario Analysis |  |  |  | PJM DA and Balancing Energy and OpRes Billing | [9 empty] | DA Estimated Profit/Loss with Actual MW Profit/Loss Calculation
Day-ahead Information |  |  |  | Day-Ahead Calculations | [9 empty] | Day-Ahead Calculations
MW | 100 |  |  | Energy | [9 empty] | Energy
LMP | 45 |  |  | Revenue (LMP * MW) |  |  |  | 4500 | [5 empty] | Revenue (LMP * MW) |  |  |  |  | 4500
|  |  |  | Operating Reserves (Cost - Revenue) |  |  |  | 0 |  | Cost | 2250 | DA OpRes Credit |  | Operating Reserves (Cost - Revenue) |  |  |  |  | 0
The following Data can be updated for Scenario Analysis | [9 empty] | Revenue | 4500 | 0
Real-time Information |  |  |  | DA Incremental Cost @ DA MW (100 MW) |  |  |  | 2250 | [5 empty] | DA Incremental Cost @ DA MW (100 MW) |  |  |  |  | 2250
Actual RT MW | 100
LMP | 15 |  |  | DA Profit/Loss |  |  |  | 2250 | [5 empty] | DA Profit/Loss |  |  |  |  | 2250
Tracking Desired MW | 50
Ramp Limited Desired | 75
Bal Value MW Used | 100
RT MW Used | 50 |  |  | Balancing Calculations | [9 empty] | Balancing Calculations
|  |  |  | Energy | [9 empty] | Energy
|  |  |  | Revenue (LMP * (RT MW - DA MW)) |  |  |  | 0 | [5 empty] | Revenue (LMP * (RT MW - DA MW)) |  |  |  |  | 0
|  |  |  | Operating Reserves |  |  |  | 0 |  | Balancing Operating Reserves |  |  |  | Operating Reserves |  |  |  |  | 0
[10 empty] | DA Revenue |  | 4500
|  |  |  | Incremental Cost @ RT MW Used (50 MW) |  |  |  | 1000 |  | DA OpRes Credit |  | 0 |  | Incremental Cost @ Actual RT MW (100 MW) |  |  |  |  | 2250
[10 empty] | Balancing Revenue |  | 0
|  |  |  | Profit/Loss |  |  |  | 3500 |  | Incremental Cost |  | 1000 |  | Profit/Loss |  |  |  |  | 2250
[10 empty] | Balancing Net Revenue |  | 3500
Balancing Operating Reserves makes the unit whole to the Incremental Costs @ RT MW Used
By following dispatch, the resource's profit increases over its day-ahead profit.
When the resource over generates and maintains its day-ahead position, the resource maintains its day-ahead profit.
When the resource over generates and maintains its day-ahead position, the resource maintains its day-ahead profit.
Take Away: In scenario 1 the resource follows dispatch and makes an additional profit above its day-ahead profit, which is then used to offset any losses in the same OR Segment. In scenario 2 the resource operates at its day-ahead cleared MW and the incremental cost is increased, but limited to the Ramp-Limited Desired MW. In this example, the resource is overgenerating
and the Ramp Limited Desired MW is constrained in how low it can move by the resource's current
output and ramp rate. Even though there is an increase in cost, the overall net revenue that is
used to offset any losses in the same OR Segment also increases. This is due to the resource not needing to buy out of its day-ahead position.
In scenario 3 the resource operates at its day-ahead cleared MW, but the incremental cost is limited to the Tracking Desired MW. In this example, the resource is overgenerating and
the Tracking Desired MW is NOT constrained in how low it can move by the resource's current
output. The overall net revenue that is used to offset any losses in the same
OR Segment is increased. This is due to the resource having a lower cost based on Tracking Desired MW
and not needing to buy out of its day-ahead position.
Take Away:
If the resource follows dispatch, it has the potential to earn an additional profit as shown in Scenario 1. If the resource maintains its day-ahead position, as in Scenarios 2 and 3, the resource will maintain its day-ahead profit, however, this is less than the profit it would have earned if it had followed dispatch. In addition, the Operating Reserve calculations under Scenarios 2 and 3 can reflect an increased profit beyond that used in Scenario 1. This additional profit will be used to offset any losses in other intervals in the same OR Segment.
If positive number, represents revenue that can be used to offset losses in other intervals in the same OR Segment.
If negative, represents losses that can be offset by revenue earned in other intervals in the same OR Segment.
If positive number, represents revenue that can be used to offset losses in other intervals in the same Operating Reserve Segment.
If negative, represents losses that can be offset by revenue earned in other intervals in the same Operating Reserve Segment.
If positive number, represents revenue that can be used to offset losses in other intervals in the same Operating Reserve Segment.
If negative, represents losses that can be offset by revenue earned in other intervals in the same Operating Reserve Segment.
Balancing Operating Reserves makes the unit whole to the Incremental Costs @ RT MW Used
Balancing Operating Reserves makes the unit whole to the Incremental Costs @ RT MW Used
Note on B8: Offer MW submitted in Markets Gateway
Note on C8: MW of next Segment
Note on H8: MW value that drives the ceiling of incremental offer used in OpRes calculation: If RT MW <= Operating Reserve Desired MW = RT MW if RT MW within Operating Reserve Desired MW +/- 10% = RT MW If RT MW > 110% Operating Reserve Desired MW = Operating Reserve Desired MW This limits the offer price applied to correspond to the desired MW level within 10%
Note on B14: Offer MW submitted in Markets Gateway
Note on C14: MW of next Segment
Note on B34: Bal Value MW Used is the MW level used to determine what revenues (or value) will be used to offset costs in the calculation of BOR Credits. This calculation has the result of using the Actual RT MW and excluding any MW that results in negative revenue that was not requested by PJM. Examples of negative revenue are: buying out of DA position or over generation when RT LMP is negative and RT generation is greater than day-ahead cleared MW.
Note on B35: RT MW Used is the MW value to which the resource will be made whole. If Actual RT MW is within +/- 10% of Ramp Limited Desired, then RT MW Used = Actual RT MW. Otherwise, RT MW Used = the lesser of Actual or Desired MW.
Note on B59: Offer MW submitted in Markets Gateway
Note on C59: MW of next Segment
Note on H59: MW value that drives the ceiling of incremental offer used in OpRes calculation: If RT MW <= Operating Reserve Desired MW = RT MW if RT MW within Operating Reserve Desired MW +/- 10% = RT MW If RT MW > 110% Operating Reserve Desired MW = Operating Reserve Desired MW This limits the offer price applied to correspond to the desired MW level within 10%
Note on B65: Offer MW submitted in Markets Gateway
Note on C65: MW of next Segment
Note on I65: Offer MW submitted in Markets Gateway
Note on J65: MW of next Segment
Note on P65: Offer MW submitted in Markets Gateway
Note on Q65: MW of next Segment
Note on B110: Offer MW submitted in Markets Gateway
Note on C110: MW of next Segment
Note on H110: MW value that drives the ceiling of incremental offer used in OpRes calculation: If RT MW <= Operating Reserve Desired MW = RT MW if RT MW within Operating Reserve Desired MW +/- 10% = RT MW If RT MW > 110% Operating Reserve Desired MW = Operating Reserve Desired MW This limits the offer price applied to correspond to the desired MW level within 10%
Note on B116: Offer MW submitted in Markets Gateway
Note on C116: MW of next Segment
Note on I116: Offer MW submitted in Markets Gateway
Note on J116: MW of next Segment
Note on P116: Offer MW submitted in Markets Gateway
Note on Q116: MW of next Segment

## RT & DA Over Gen Ex Neg LMP
Example 4: Generator committed in DA, and generates above desired in RT during Negative LMP interval
Scenario 1 - Following Dispatch: Resource is called on by PJM and follows dispatch. BOR calculated using Status Quo Rules
Offer |  |  |  | DA OpRes |  |  | Bal OpRes |  |  |  | Real-Time
Segment | Begin MW | End MW | Price | MW | Begin Price | End Price | Reference MW for Offer Price | RT MW Used | Begin Price | End Price | MW | Begin Price | End Price
1 | 0 | 50 | 20 | 50 | 20 | 20 | 50 | 50 | 20 | 20 | 50 | 20 | 20
2 | 50 | 75 | 25 | 0 | 0 | 0 | 0 | 0 | 0 | 0 | 0 | 0 | 0
3 | 75 | 100 | 30 | 0 | 0 | 0 | 0 | 0 | 0 | 0 | 0 | 0 | 0
DA Incremental Cost - DA OpRes | [6 empty] | Incremental Cost @ RT MW Used - Balancing OpRes | [6 empty] | Incremental Cost @ RT Actual MW
Segment | Begin MW | End MW | Begin Price | End Price | Offer Cost |  | Segment | Begin MW | End MW | Begin Price | End Price | Offer Cost |  | Segment | Begin MW | End MW | Begin Price | End Price | Offer Cost
1 | 0 | 50 | 20 | 20 | 1000 |  | 1 | 0 | 50 | 20 | 20 | 1000 |  | 1 | 0 | 50 | 20 | 20 | 1000
2 | 0 | 0 | 0 | 0 | 0 |  | 2 | 0 | 0 | 0 | 0 | 0 |  | 2 | 0 | 0 | 0 | 0 | 0
3 | 0 | 0 | 0 | 0 | 0 |  | 3 | 0 | 0 | 0 | 0 | 0 |  | 3 | 0 | 0 | 0 | 0 | 0
4 | 0 | 0 | 0 | 0 | 0 |  | 4 | 0 | 0 | 0 | 0 | 0 |  | 4 | 0 | 0 | 0 | 0 | 0
[5 empty] | 1000 | [6 empty] | 1000 | [6 empty] | 1000
The following Data can be updated for Scenario Analysis |  |  |  | PJM DA and Balancing Energy and OpRes Billing | [9 empty] | DA Estimated Profit/Loss with Actual MW Profit/Loss Calculation
Day-ahead Information |  |  |  | Day-Ahead Calculations | [9 empty] | Day-Ahead Calculations
MW | 50 |  |  | Energy | [9 empty] | Energy
LMP | 15 |  |  | Revenue (LMP * MW) |  |  |  | 750 | [5 empty] | Revenue (LMP * MW) |  |  |  |  | 750
|  |  |  | Operating Reserves (Cost - Revenue) |  |  |  | 250 |  | Cost | 1000 | DA OpRes Credit |  | Operating Reserves (Cost - Revenue) |  |  |  |  | 250
The following Data can be updated for Scenario Analysis | [9 empty] | Revenue | 750 | 250
Real-time Information |  |  |  | DA Incremental Cost @ DA MW (50 MW) |  |  |  | 1000 | [5 empty] | DA Incremental Cost @ DA MW (50 MW) |  |  |  |  | 1000
Actual RT MW | 50
LMP | -100 |  |  | DA Profit/Loss |  |  |  | 0 | [5 empty] | DA Profit/Loss |  |  |  |  | 0
Tracking Desired MW | 50
Ramp Limited Desired | 50
Bal Value MW Used | 50
RT MW Used | 50 |  |  | Balancing Calculations | [9 empty] | Balancing Calculations
|  |  |  | Energy | [9 empty] | Energy
|  |  |  | Revenue (LMP * (RT MW - DA MW)) |  |  |  | 0 | [5 empty] | Revenue (LMP * (RT MW - DA MW)) |  |  |  |  | 0
|  |  |  | Operating Reserves |  |  |  | 0 |  | Balancing Operating Reserves |  |  |  | Operating Reserves |  |  |  |  | 0
[10 empty] | DA Revenue |  | 750
|  |  |  | Incremental Cost @ RT MW Used (50 MW) |  |  |  | 1000 |  | DA OpRes Credit |  | 250 |  | Incremental Cost @ Actual RT MW (50 MW) |  |  |  |  | 1000
[10 empty] | Balancing Revenue |  | 0
|  |  |  | Profit/Loss |  |  |  | 0 |  | Incremental Cost |  | 1000 |  | Profit/Loss |  |  |  |  | 0
[10 empty] | Balancing Net Revenue |  | 0
Scenario 2: Resource is called on by PJM and operates at full load (beyond desired MW point) using Status Quo Rules. RT MW Used is set to the Ramp Limited Desired value which can only reduce the resource partially to the intersection of LMP and the offer curve.
Offer |  |  |  | DA OpRes |  |  | Bal OpRes |  |  |  | Real-Time
Segment | Begin MW | End MW | Price | MW | Begin Price | End Price | Reference MW for Offer Price | RT MW Used | Begin Price | End Price | MW | Begin Price | End Price
1 | 0 | 50 | 20 | 50 | 20 | 20 | 50 | 50 | 20 | 20 | 0 | 20 | 0
2 | 50 | 75 | 25 | 0 | 0 | 0 | 0 | 0 | 0 | 0 | 0 | 0 | 0
3 | 75 | 100 | 30 | 0 | 0 | 0 | 0 | 0 | 0 | 0 | 100 | 0 | 30
DA Incremental Cost - DA OpRes | [6 empty] | Incremental Cost @ RT MW Used - Balancing OpRes | [6 empty] | Incremental Cost @ RT Actual MW
Segment | Begin MW | End MW | Begin Price | End Price | Offer Cost |  | Segment | Begin MW | End MW | Begin Price | End Price | Offer Cost |  | Segment | Begin MW | End MW | Begin Price | End Price | Offer Cost
1 | 0 | 50 | 20 | 20 | 1000 |  | 1 | 0 | 50 | 20 | 20 | 1000 |  | 1 | 0 | 50 | 20 | 20 | 1000
2 | 0 | 0 | 0 | 0 | 0 |  | 2 | 0 | 0 | 0 | 0 | 0 |  | 2 | 50 | 75 | 20 | 25 | 562.5
3 | 0 | 0 | 0 | 0 | 0 |  | 3 | 0 | 0 | 0 | 0 | 0 |  | 3 | 75 | 100 | 25 | 30 | 687.5
4 | 0 | 0 | 0 | 0 | 0 |  | 4 | 0 | 0 | 0 | 0 | 0 |  | 4 | 0 | 0 | 0 | 0 | 0
[5 empty] | 1000 | [6 empty] | 1000 | [6 empty] | 2250
The following Data can be updated for Scenario Analysis |  |  |  | PJM DA and Balancing Energy and OpRes Billing | [9 empty] | DA Estimated Profit/Loss with Actual MW Profit/Loss Calculation
Day-ahead Information |  |  |  | Day-Ahead Calculations | [9 empty] | Day-Ahead Calculations
MW | 50 |  |  | Energy | [9 empty] | Energy
LMP | 15 |  |  | Revenue (LMP * MW) |  |  |  | 750 | [5 empty] | Revenue (LMP * MW) |  |  |  |  | 750
|  |  |  | Operating Reserves (Cost - Revenue) |  |  |  | 250 |  | Cost | 1000 | DA OpRes Credit |  | Operating Reserves (Cost - Revenue) |  |  |  |  | 250
The following Data can be updated for Scenario Analysis | [9 empty] | Revenue | 750 | 250
Real-time Information |  |  |  | DA Incremental Cost @ DA MW (50 MW) |  |  |  | 1000 | [5 empty] | DA Incremental Cost @ DA MW (50 MW) |  |  |  |  | 1000
Actual RT MW | 100
LMP | -100 |  |  | DA Profit/Loss |  |  |  | 0 | [5 empty] | DA Profit/Loss |  |  |  |  | 0
Tracking Desired MW | 50
Ramp Limited Desired | 50
Bal Value MW Used | 100
RT MW Used | 50 |  |  | Balancing Calculations | [9 empty] | Balancing Calculations
|  |  |  | Energy | [9 empty] | Energy
|  |  |  | Revenue (LMP * (RT MW - DA MW)) |  |  |  | -5000 | [5 empty] | Revenue (LMP * (RT MW - DA MW)) |  |  |  |  | -5000
|  |  |  | Operating Reserves |  |  |  | 5000 |  | Balancing Operating Reserves |  |  |  | Operating Reserves |  |  |  |  | 5000
[10 empty] | DA Revenue |  | 750
|  |  |  | Incremental Cost @ RT MW Used (50 MW) |  |  |  | 1000 |  | DA OpRes Credit |  | 250 |  | Incremental Cost @ Actual RT MW (100 MW) |  |  |  |  | 2250
[10 empty] | Balancing Revenue |  | -5000
|  |  |  | Profit/Loss |  |  |  | 0 |  | Incremental Cost |  | 1000 |  | Profit/Loss |  |  |  |  | -1250
[10 empty] | Balancing Net Revenue |  | -5000
Scenario 3: Resource is called on by PJM and operates at full load using Proposed Rules. RT MW Used and Bal Value MW Used is set to the Tracking Desired MW.
Offer |  |  |  | DA OpRes |  |  | Bal OpRes |  |  |  | Real-Time
Segment | Begin MW | End MW | Price | MW | Begin Price | End Price | Reference MW for Offer Price | RT MW Used | Begin Price | End Price | MW | Begin Price | End Price
1 | 0 | 50 | 20 | 50 | 20 | 20 | 50 | 50 | 20 | 20 | 0 | 20 | 0
2 | 50 | 75 | 25 | 0 | 0 | 0 | 0 | 0 | 0 | 0 | 0 | 0 | 0
3 | 75 | 100 | 30 | 0 | 0 | 0 | 0 | 0 | 0 | 0 | 100 | 0 | 30
DA OpRes | [6 empty] | Balancing OpRes | [6 empty] | Real-Time MW Cost
Segment | Begin MW | End MW | Begin Price | End Price | Offer Cost |  | Segment | Begin MW | End MW | Begin Price | End Price | Offer Cost |  | Segment | Begin MW | End MW | Begin Price | End Price | Offer Cost
1 | 0 | 50 | 20 | 20 | 1000 |  | 1 | 0 | 50 | 20 | 20 | 1000 |  | 1 | 0 | 50 | 20 | 20 | 1000
2 | 0 | 0 | 0 | 0 | 0 |  | 2 | 0 | 0 | 0 | 0 | 0 |  | 2 | 50 | 75 | 20 | 25 | 562.5
3 | 0 | 0 | 0 | 0 | 0 |  | 3 | 0 | 0 | 0 | 0 | 0 |  | 3 | 75 | 100 | 25 | 30 | 687.5
4 | 0 | 0 | 0 | 0 | 0 |  | 4 | 0 | 0 | 0 | 0 | 0 |  | 4 | 0 | 0 | 0 | 0 | 0
[5 empty] | 1000 | [6 empty] | 1000 | [6 empty] | 2250
The following Data can be updated for Scenario Analysis |  |  |  | PJM DA and Balancing Energy and OpRes Billing | [9 empty] | DA Estimated Profit/Loss with Actual MW Profit/Loss Calculation
Day-ahead Information |  |  |  | Day-Ahead Calculations | [9 empty] | Day-Ahead Calculations
MW | 50 |  |  | Energy | [9 empty] | Energy
LMP | 15 |  |  | Revenue (LMP * MW) |  |  |  | 750 | [5 empty] | Revenue (LMP * MW) |  |  |  |  | 750
|  |  |  | Operating Reserves (Cost - Revenue) |  |  |  | 250 |  | Cost | 1000 | DA OpRes Credit |  | Operating Reserves (Cost - Revenue) |  |  |  |  | 250
The following Data can be updated for Scenario Analysis | [9 empty] | Revenue | 750 | 250
Real-time Information |  |  |  | DA Incremental Cost @ DA MW (50 MW) |  |  |  | 1000 | [5 empty] | DA Incremental Cost @ DA MW (50 MW) |  |  |  |  | 1000
Actual RT MW | 100
LMP | -100 |  |  | DA Profit/Loss |  |  |  | 0 | [5 empty] | DA Profit/Loss |  |  |  |  | 0
Tracking Desired MW | 50
Ramp Limited Desired | 50
Bal Value MW Used | 50
RT MW Used | 50 |  |  | Balancing Calculations | [9 empty] | Balancing Calculations
|  |  |  | Energy | [9 empty] | Energy
|  |  |  | Revenue (LMP * (RT MW - DA MW)) |  |  |  | -5000 | [5 empty] | Revenue (LMP * (RT MW - DA MW)) |  |  |  |  | -5000
|  |  |  | Operating Reserves |  |  |  | 0 |  | Balancing Operating Reserves |  |  |  | Operating Reserves |  |  |  |  | 0
[10 empty] | DA Revenue |  | 750
|  |  |  | Incremental Cost @ RT MW Used (50 MW) |  |  |  | 1000 |  | DA OpRes Credit |  | 250 |  | Incremental Cost @ Actual RT MW (100 MW) |  |  |  |  | 2250
[10 empty] | Balancing Revenue |  | 0
|  |  |  | Profit/Loss |  |  |  | -5000 |  | Incremental Cost |  | 1000 |  | Profit/Loss |  |  |  |  | -6250
[10 empty] | Balancing Net Revenue |  | 0
Balancing Operating Reserves makes the unit whole to the Incremental Costs @ RT MW Used
By following dispatch, the unit breaks even
When the unit over generates, the unit is not made whole to incremental costs above Ramp Limited Desired (i.e. incremental costs associated with the 50 MWs between 50 MW (Ramp Limited Desired) and 100 MW (RT Actual MW)). The resource is being made whole for the additional balancing energy revenue for the excess energy produced in RT with a Negative LMP.
When the unit overgenerates, the unit is not made whole to incremental costs above Tracking Desired (i.e. incremental costs associated with the 50 MWs between 50 MW (Tracking Desired) and 100 MW (RT Actual MW)).
Take Away: Scenario 1 and 3 award the same Balancing Operating Reserve Credits, which limit paying
uplift for only MWs that PJM desired. Scenario 3, besides limiting the Incremental cost, also
limits the Balancing Revenue, since the over generation with a negative LMP results in the resource being charged for all the MW being produced. This has the effect of not making the
resource whole for the charge related to MW that were not requested.
Scenario 2 pays additional uplift for MW in excess of what the resource would have provided,
if it was following dispatch. The uplift is caused by the negative balancing revenue incurred due to the increase in generation, above the DA MW, and the interval having negative LMP.
Take Away:
Scenario 1 shows the resource breaks even when following dispatch
Scenario 2 shows the resource incurs a loss due to the resource operating above the Ramp Limited Desired MW (uplift is not paid for MW in excess of the Ramp Limited Desired MW)
Scenario 3 shows the resource incurs a loss as compared to Scenario 2 due to the Tracking Desired MW not being constrained by the resource's current output and ramp rate. The Balancing Value being limited to just the energy charge that would have been requested by PJM is also a factor of the increase in loss.
If positive number, represents revenue that can be used to offset losses in other intervals in the same OR Segment.
If negative, represents losses that can be offset by revenue earned in other intervals in the same OR Segment.
If positive number, represents revenue that can be used to offset losses in other intervals in the same Operating Reserve Segment.
If negative, represents losses that can be offset by revenue earned in other intervals in the same Operating Reserve Segment.
If positive number, represents revenue that can be used to offset losses in other intervals in the same Operating Reserve Segment.
If negative, represents losses that can be offset by revenue earned in other intervals in the same Operating Reserve Segment.
Balancing Operating Reserves makes the unit whole to the Incremental Costs @ RT MW Used
Balancing Operating Reserves makes the unit whole to the Incremental Costs @ RT MW Used
Balancing Value includes the over generation, which is a charge with the negative LMP.
Balancing Value does not include the over generation, which is a charge with the negative LMP.
Note on B8: Offer MW submitted in Markets Gateway
Note on C8: MW of next Segment
Note on H8: MW value that drives the ceiling of incremental offer used in OpRes calculation: If RT MW <= Operating Reserve Desired MW = RT MW if RT MW within Operating Reserve Desired MW +/- 10% = RT MW If RT MW > 110% Operating Reserve Desired MW = Operating Reserve Desired MW This limits the offer price applied to correspond to the desired MW level within 10%
Note on B14: Offer MW submitted in Markets Gateway
Note on C14: MW of next Segment
Note on B34: Bal Value MW Used is the MW level used to determine what revenues (or value) will be used to offset costs in the calculation of BOR Credits. This calculation has the result of using the Actual RT MW and excluding any MW that results in negative revenue that was not requested by PJM. Examples of negative revenue are: buying out of DA position or over generation when RT LMP is negative and RT generation is greater than day-ahead cleared MW.
Note on B35: RT MW Used is the MW value to which the resource will be made whole. If Actual RT MW is within +/- 10% of Ramp Limited Desired, then RT MW Used = Actual RT MW. Otherwise, RT MW Used = the lesser of Actual or Desired MW.
Note on B59: Offer MW submitted in Markets Gateway
Note on C59: MW of next Segment
Note on H59: MW value that drives the ceiling of incremental offer used in OpRes calculation: If RT MW <= Operating Reserve Desired MW = RT MW if RT MW within Operating Reserve Desired MW +/- 10% = RT MW If RT MW > 110% Operating Reserve Desired MW = Operating Reserve Desired MW This limits the offer price applied to correspond to the desired MW level within 10%
Note on B65: Offer MW submitted in Markets Gateway
Note on C65: MW of next Segment
Note on I65: Offer MW submitted in Markets Gateway
Note on J65: MW of next Segment
Note on P65: Offer MW submitted in Markets Gateway
Note on Q65: MW of next Segment
Note on B110: Offer MW submitted in Markets Gateway
Note on C110: MW of next Segment
Note on H110: MW value that drives the ceiling of incremental offer used in OpRes calculation: If RT MW <= Operating Reserve Desired MW = RT MW if RT MW within Operating Reserve Desired MW +/- 10% = RT MW If RT MW > 110% Operating Reserve Desired MW = Operating Reserve Desired MW This limits the offer price applied to correspond to the desired MW level within 10%
Note on B116: Offer MW submitted in Markets Gateway
Note on C116: MW of next Segment
Note on I116: Offer MW submitted in Markets Gateway
Note on J116: MW of next Segment
Note on P116: Offer MW submitted in Markets Gateway
Note on Q116: MW of next Segment

## RT Only Under Gen Example
Example 5: Generator has no DA Commitment, and generates below desired in RT
Scenario 1 - Following Dispatch: Resource is called on by PJM and follows dispatch. BOR calculated using Status Quo Rules
Offer |  |  |  | DA OpRes |  |  | Bal OpRes |  |  |  | Real-Time
Segment | Begin MW | End MW | Price | MW | Begin Price | End Price | Reference MW for Offer Price | RT MW Used | Begin Price | End Price | MW | Begin Price | End Price
1 | 0 | 50 | 20 | 0 | 0 | 0 | 45 | 45 | 20 | 20 | 45 | 20 | 20
2 | 50 | 75 | 25 | 0 | 0 | 0 | 0 | 0 | 0 | 0 | 0 | 0 | 0
3 | 75 | 100 | 30 | 0 | 0 | 0 | 0 | 0 | 0 | 0 | 0 | 0 | 0
DA Incremental Cost - DA OpRes | [6 empty] | Incremental Cost @ RT MW Used - Balancing OpRes | [6 empty] | Incremental Cost @ RT Actual MW
Segment | Begin MW | End MW | Begin Price | End Price | Offer Cost |  | Segment | Begin MW | End MW | Begin Price | End Price | Offer Cost |  | Segment | Begin MW | End MW | Begin Price | End Price | Offer Cost
1 | 0 | 0 | 0 | 0 | 0 |  | 1 | 0 | 45 | 20 | 20 | 900 |  | 1 | 0 | 45 | 20 | 20 | 900
2 | 0 | 0 | 0 | 0 | 0 |  | 2 | 0 | 0 | 0 | 0 | 0 |  | 2 | 0 | 0 | 0 | 0 | 0
3 | 0 | 0 | 0 | 0 | 0 |  | 3 | 0 | 0 | 0 | 0 | 0 |  | 3 | 0 | 0 | 0 | 0 | 0
4 | 0 | 0 | 0 | 0 | 0 |  | 4 | 0 | 0 | 0 | 0 | 0 |  | 4 | 0 | 0 | 0 | 0 | 0
[5 empty] | 0 | [6 empty] | 900 | [6 empty] | 900
The following Data can be updated for Scenario Analysis |  |  |  | PJM DA and Balancing Energy and OpRes Billing | [9 empty] | DA Estimated Profit/Loss with Actual MW Profit/Loss Calculation
Day-ahead Information |  |  |  | Day-Ahead Calculations | [9 empty] | Day-Ahead Calculations
MW | 0 |  |  | Energy | [9 empty] | Energy
LMP | 0 |  |  | Revenue (LMP * MW) |  |  |  | 0 | [5 empty] | Revenue (LMP * MW) |  |  |  |  | 0
|  |  |  | Operating Reserves (Cost - Revenue) |  |  |  | 0 |  | Cost | 0 | DA OpRes Credit |  | Operating Reserves (Cost - Revenue) |  |  |  |  | 0
The following Data can be updated for Scenario Analysis | [9 empty] | Revenue | 0 | 0
Real-time Information |  |  |  | DA Incremental Cost @ DA MW (0 MW) |  |  |  | 0 | [5 empty] | DA Incremental Cost @ DA MW (0 MW) |  |  |  |  | 0
Actual RT MW | 45
LMP | 0 |  |  | DA Profit/Loss |  |  |  | 0 | [5 empty] | DA Profit/Loss |  |  |  |  | 0
Tracking Desired MW | 50
Ramp Limited Desired | 50
Bal Value MW Used | 45
RT MW Used | 45 |  |  | Balancing Calculations | [9 empty] | Balancing Calculations
|  |  |  | Energy | [9 empty] | Energy
|  |  |  | Revenue (LMP * (RT MW - DA MW)) |  |  |  | 0 | [5 empty] | Revenue (LMP * (RT MW - DA MW)) |  |  |  |  | 0
|  |  |  | Operating Reserves |  |  |  | 900 |  | Balancing Operating Reserves |  |  |  | Operating Reserves |  |  |  |  | 900
[10 empty] | DA Revenue |  | 0
|  |  |  | Incremental Cost @ RT MW Used (45 MW) |  |  |  | 900 |  | DA OpRes Credit |  | 0 |  | Incremental Cost @ Actual RT MW (45 MW) |  |  |  |  | 900
[10 empty] | Balancing Revenue |  | 0
|  |  |  | Profit/Loss |  |  |  | 0 |  | Incremental Cost |  | 900 |  | Profit/Loss |  |  |  |  | 0
[10 empty] | Balancing Net Revenue |  | -900
Scenario 2: Resource is called on by PJM and operates below the Desired MW using Status Quo Rules. RT MW Used is set to the lesser of Actual MW and Desired MW
Offer |  |  |  | DA OpRes |  |  | Bal OpRes |  |  |  | Real-Time
Segment | Begin MW | End MW | Price | MW | Begin Price | End Price | Reference MW for Offer Price | RT MW Used | Begin Price | End Price | MW | Begin Price | End Price
1 | 0 | 50 | 20 | 0 | 0 | 0 | 45 | 45 | 20 | 20 | 45 | 20 | 20
2 | 50 | 75 | 25 | 0 | 0 | 0 | 0 | 0 | 0 | 0 | 0 | 0 | 0
3 | 75 | 100 | 30 | 0 | 0 | 0 | 0 | 0 | 0 | 0 | 0 | 0 | 0
DA Incremental Cost - DA OpRes | [6 empty] | Incremental Cost @ RT MW Used - Balancing OpRes | [6 empty] | Incremental Cost @ RT Actual MW
Segment | Begin MW | End MW | Begin Price | End Price | Offer Cost |  | Segment | Begin MW | End MW | Begin Price | End Price | Offer Cost |  | Segment | Begin MW | End MW | Begin Price | End Price | Offer Cost
1 | 0 | 0 | 0 | 0 | 0 |  | 1 | 0 | 45 | 20 | 20 | 900 |  | 1 | 0 | 45 | 20 | 20 | 900
2 | 0 | 0 | 0 | 0 | 0 |  | 2 | 0 | 0 | 0 | 0 | 0 |  | 2 | 0 | 0 | 0 | 0 | 0
3 | 0 | 0 | 0 | 0 | 0 |  | 3 | 0 | 0 | 0 | 0 | 0 |  | 3 | 0 | 0 | 0 | 0 | 0
4 | 0 | 0 | 0 | 0 | 0 |  | 4 | 0 | 0 | 0 | 0 | 0 |  | 4 | 0 | 0 | 0 | 0 | 0
[5 empty] | 0 | [6 empty] | 900 | [6 empty] | 900
The following Data can be updated for Scenario Analysis |  |  |  | PJM DA and Balancing Energy and OpRes Billing | [9 empty] | DA Estimated Profit/Loss with Actual MW Profit/Loss Calculation
Day-ahead Information |  |  |  | Day-Ahead Calculations | [9 empty] | Day-Ahead Calculations
MW | 0 |  |  | Energy | [9 empty] | Energy
LMP | 0 |  |  | Revenue (LMP * MW) |  |  |  | 0 | [5 empty] | Revenue (LMP * MW) |  |  |  |  | 0
|  |  |  | Operating Reserves (Cost - Revenue) |  |  |  | 0 |  | Cost | 0 | DA OpRes Credit |  | Operating Reserves (Cost - Revenue) |  |  |  |  | 0
The following Data can be updated for Scenario Analysis | [9 empty] | Revenue | 0 | 0
Real-time Information |  |  |  | DA Incremental Cost @ DA MW (0 MW) |  |  |  | 0 | [5 empty] | DA Incremental Cost @ DA MW (0 MW) |  |  |  |  | 0
Actual RT MW | 45
LMP | 0 |  |  | DA Profit/Loss |  |  |  | 0 | [5 empty] | DA Profit/Loss |  |  |  |  | 0
Tracking Desired MW | 50
Ramp Limited Desired | 50
Bal Value MW Used | 45
RT MW Used | 45 |  |  | Balancing Calculations | [9 empty] | Balancing Calculations
|  |  |  | Energy | [9 empty] | Energy
|  |  |  | Revenue (LMP * (RT MW - DA MW)) |  |  |  | 0 | [5 empty] | Revenue (LMP * (RT MW - DA MW)) |  |  |  |  | 0
|  |  |  | Operating Reserves |  |  |  | 900 |  | Balancing Operating Reserves |  |  |  | Operating Reserves |  |  |  |  | 900
[10 empty] | DA Revenue |  | 0
|  |  |  | Incremental Cost @ RT MW Used (45 MW) |  |  |  | 900 |  | DA OpRes Credit |  | 0 |  | Incremental Cost @ Actual RT MW (45 MW) |  |  |  |  | 900
[10 empty] | Balancing Revenue |  | 0
|  |  |  | Profit/Loss |  |  |  | 0 |  | Incremental Cost |  | 900 |  | Profit/Loss |  |  |  |  | 0
[10 empty] | Balancing Net Revenue |  | -900
Scenario 3: Resource is called on by PJM and operates at full load using Proposed Rules. Nothing changes in this example.
Offer |  |  |  | DA OpRes |  |  | Bal OpRes |  |  |  | Real-Time
Segment | Begin MW | End MW | Price | MW | Begin Price | End Price | Reference MW for Offer Price | RT MW Used | Begin Price | End Price | MW | Begin Price | End Price
1 | 0 | 50 | 20 | 0 | 0 | 0 | 45 | 45 | 20 | 20 | 45 | 20 | 20
2 | 50 | 75 | 25 | 0 | 0 | 0 | 0 | 0 | 0 | 0 | 0 | 0 | 0
3 | 75 | 100 | 30 | 0 | 0 | 0 | 0 | 0 | 0 | 0 | 0 | 0 | 0
DA OpRes | [6 empty] | Balancing OpRes | [6 empty] | Real-Time MW Cost
Segment | Begin MW | End MW | Begin Price | End Price | Offer Cost |  | Segment | Begin MW | End MW | Begin Price | End Price | Offer Cost |  | Segment | Begin MW | End MW | Begin Price | End Price | Offer Cost
1 | 0 | 0 | 0 | 0 | 0 |  | 1 | 0 | 45 | 20 | 20 | 900 |  | 1 | 0 | 45 | 20 | 20 | 900
2 | 0 | 0 | 0 | 0 | 0 |  | 2 | 0 | 0 | 0 | 0 | 0 |  | 2 | 0 | 0 | 0 | 0 | 0
3 | 0 | 0 | 0 | 0 | 0 |  | 3 | 0 | 0 | 0 | 0 | 0 |  | 3 | 0 | 0 | 0 | 0 | 0
4 | 0 | 0 | 0 | 0 | 0 |  | 4 | 0 | 0 | 0 | 0 | 0 |  | 4 | 0 | 0 | 0 | 0 | 0
[5 empty] | 0 | [6 empty] | 900 | [6 empty] | 900
The following Data can be updated for Scenario Analysis |  |  |  | PJM DA and Balancing Energy and OpRes Billing | [9 empty] | DA Estimated Profit/Loss with Actual MW Profit/Loss Calculation
Day-ahead Information |  |  |  | Day-Ahead Calculations | [9 empty] | Day-Ahead Calculations
MW | 0 |  |  | Energy | [9 empty] | Energy
LMP | 0 |  |  | Revenue (LMP * MW) |  |  |  | 0 | [5 empty] | Revenue (LMP * MW) |  |  |  |  | 0
|  |  |  | Operating Reserves (Cost - Revenue) |  |  |  | 0 |  | Cost | 0 | DA OpRes Credit |  | Operating Reserves (Cost - Revenue) |  |  |  |  | 0
The following Data can be updated for Scenario Analysis | [9 empty] | Revenue | 0 | 0
Real-time Information |  |  |  | DA Incremental Cost @ DA MW (0 MW) |  |  |  | 0 | [5 empty] | DA Incremental Cost @ DA MW (0 MW) |  |  |  |  | 0
Actual RT MW | 45
LMP | 0 |  |  | DA Profit/Loss |  |  |  | 0 | [5 empty] | DA Profit/Loss |  |  |  |  | 0
Tracking Desired MW | 50
Ramp Limited Desired | 50
Bal Value MW Used | 45
RT MW Used | 45 |  |  | Balancing Calculations | [9 empty] | Balancing Calculations
|  |  |  | Energy | [9 empty] | Energy
|  |  |  | Revenue (LMP * (RT MW - DA MW)) |  |  |  | 0 | [5 empty] | Revenue (LMP * (RT MW - DA MW)) |  |  |  |  | 0
|  |  |  | Operating Reserves |  |  |  | 900 |  | Balancing Operating Reserves |  |  |  | Operating Reserves |  |  |  |  | 900
[10 empty] | DA Revenue |  | 0
|  |  |  | Incremental Cost @ RT MW Used (45 MW) |  |  |  | 900 |  | DA OpRes Credit |  | 0 |  | Incremental Cost @ Actual RT MW (45 MW) |  |  |  |  | 900
[10 empty] | Balancing Revenue |  | 0
|  |  |  | Profit/Loss |  |  |  | 0 |  | Incremental Cost |  | 900 |  | Profit/Loss |  |  |  |  | 0
[10 empty] | Balancing Net Revenue |  | -900
Balancing Operating Reserves makes the unit whole to the Incremental Costs @ RT MW Used
By following dispatch, the unit breaks even
When the unit under generates, the unit is made whole to its incremental costs.
When the unit under generates, the unit is made whole to its incremental costs.
Take Away: Scenario 1, 2 and 3 award the same Balancing Operating Reserve Credits because the
Operating Reserve Credit calculation makes the resource whole to the lesser of the actual
or desired mws, which in this case is the actual RT MW in all 3 scenarios.
Take Away:
Under generation results in the resource being made whole to its incremental costs.
If positive number, represents revenue that can be used to offset losses in other intervals in the same OR Segment.
If negative, represents losses that can be offset by revenue earned in other intervals in the same OR Segment.
If positive number, represents revenue that can be used to offset losses in other intervals in the same Operating Reserve Segment.
If negative, represents losses that can be offset by revenue earned in other intervals in the same Operating Reserve Segment.
If positive number, represents revenue that can be used to offset losses in other intervals in the same Operating Reserve Segment.
If negative, represents losses that can be offset by revenue earned in other intervals in the same Operating Reserve Segment.
Balancing Operating Reserves makes the unit whole to the Incremental Costs @ RT MW Used
Balancing Operating Reserves makes the unit whole to the Incremental Costs @ RT MW Used
Note on B8: Offer MW submitted in Markets Gateway
Note on C8: MW of next Segment
Note on H8: MW value that drives the ceiling of incremental offer used in OpRes calculation: If RT MW <= Operating Reserve Desired MW = RT MW if RT MW within Operating Reserve Desired MW +/- 10% = RT MW If RT MW > 110% Operating Reserve Desired MW = Operating Reserve Desired MW This limits the offer price applied to correspond to the desired MW level within 10%
Note on B14: Offer MW submitted in Markets Gateway
Note on C14: MW of next Segment
Note on B34: Bal Value MW Used is the MW level used to determine what revenues (or value) will be used to offset costs in the calculation of BOR Credits. This calculation has the result of using the Actual RT MW and excluding any MW that results in negative revenue that was not requested by PJM. Examples of negative revenue are: buying out of DA position or over generation when RT LMP is negative and RT generation is greater than day-ahead cleared MW.
Note on B35: RT MW Used is the MW value to which the resource will be made whole. If Actual RT MW is within +/- 10% of Ramp Limited Desired, then RT MW Used = Actual RT MW. Otherwise, RT MW Used = the lesser of Actual or Desired MW.
Note on B59: Offer MW submitted in Markets Gateway
Note on C59: MW of next Segment
Note on H59: MW value that drives the ceiling of incremental offer used in OpRes calculation: If RT MW <= Operating Reserve Desired MW = RT MW if RT MW within Operating Reserve Desired MW +/- 10% = RT MW If RT MW > 110% Operating Reserve Desired MW = Operating Reserve Desired MW This limits the offer price applied to correspond to the desired MW level within 10%
Note on B65: Offer MW submitted in Markets Gateway
Note on C65: MW of next Segment
Note on I65: Offer MW submitted in Markets Gateway
Note on J65: MW of next Segment
Note on P65: Offer MW submitted in Markets Gateway
Note on Q65: MW of next Segment
Note on B110: Offer MW submitted in Markets Gateway
Note on C110: MW of next Segment
Note on H110: MW value that drives the ceiling of incremental offer used in OpRes calculation: If RT MW <= Operating Reserve Desired MW = RT MW if RT MW within Operating Reserve Desired MW +/- 10% = RT MW If RT MW > 110% Operating Reserve Desired MW = Operating Reserve Desired MW This limits the offer price applied to correspond to the desired MW level within 10%
Note on B116: Offer MW submitted in Markets Gateway
Note on C116: MW of next Segment
Note on I116: Offer MW submitted in Markets Gateway
Note on J116: MW of next Segment
Note on P116: Offer MW submitted in Markets Gateway
Note on Q116: MW of next Segment

## RT & DA Under Gen Example
Example 6: Generator committed in DA, and generates below desired in RT
Scenario 1 - Following Dispatch: Resource is called on by PJM and follows dispatch. BOR calculated using Status Quo Rules
Offer |  |  |  | DA OpRes |  |  | Bal OpRes |  |  |  | Real-Time
Segment | Begin MW | End MW | Price | MW | Begin Price | End Price | Reference MW for Offer Price | RT MW Used | Begin Price | End Price | MW | Begin Price | End Price
1 | 0 | 50 | 20 | 0 | 20 | 0 | 0 | 0 | 20 | 0 | 0 | 20 | 0
2 | 50 | 75 | 25 | 0 | 0 | 0 | 0 | 0 | 0 | 0 | 0 | 0 | 0
3 | 75 | 100 | 30 | 100 | 0 | 30 | 100 | 100 | 0 | 30 | 100 | 0 | 30
DA Incremental Cost - DA OpRes | [6 empty] | Incremental Cost @ RT MW Used - Balancing OpRes | [6 empty] | Incremental Cost @ RT Actual MW
Segment | Begin MW | End MW | Begin Price | End Price | Offer Cost |  | Segment | Begin MW | End MW | Begin Price | End Price | Offer Cost |  | Segment | Begin MW | End MW | Begin Price | End Price | Offer Cost
1 | 0 | 50 | 20 | 20 | 1000 |  | 1 | 0 | 50 | 20 | 20 | 1000 |  | 1 | 0 | 50 | 20 | 20 | 1000
2 | 50 | 75 | 20 | 25 | 562.5 |  | 2 | 50 | 75 | 20 | 25 | 562.5 |  | 2 | 50 | 75 | 20 | 25 | 562.5
3 | 75 | 100 | 25 | 30 | 687.5 |  | 3 | 75 | 100 | 25 | 30 | 687.5 |  | 3 | 75 | 100 | 25 | 30 | 687.5
4 | 0 | 0 | 0 | 0 | 0 |  | 4 | 0 | 0 | 0 | 0 | 0 |  | 4 | 0 | 0 | 0 | 0 | 0
[5 empty] | 2250 | [6 empty] | 2250 | [6 empty] | 2250
The following Data can be updated for Scenario Analysis |  |  |  | PJM DA and Balancing Energy and OpRes Billing | [9 empty] | DA Estimated Profit/Loss with Actual MW Profit/Loss Calculation
Day-ahead Information |  |  |  | Day-Ahead Calculations | [9 empty] | Day-Ahead Calculations
MW | 100 |  |  | Energy | [9 empty] | Energy
LMP | 45 |  |  | Revenue (LMP * MW) |  |  |  | 4500 | [5 empty] | Revenue (LMP * MW) |  |  |  |  | 4500
|  |  |  | Operating Reserves (Cost - Revenue) |  |  |  | 0 |  | Cost | 2250 | DA OpRes Credit |  | Operating Reserves (Cost - Revenue) |  |  |  |  | 0
The following Data can be updated for Scenario Analysis | [9 empty] | Revenue | 4500 | 0
Real-time Information |  |  |  | DA Incremental Cost @ DA MW (100 MW) |  |  |  | 2250 | [5 empty] | DA Incremental Cost @ DA MW (100 MW) |  |  |  |  | 2250
Actual RT MW | 100
LMP | 200 |  |  | DA Profit/Loss |  |  |  | 2250 | [5 empty] | DA Profit/Loss |  |  |  |  | 2250
Tracking Desired MW | 100
Ramp Limited Desired | 100
Bal Value MW Used | 100
RT MW Used | 100 |  |  | Balancing Calculations | [9 empty] | Balancing Calculations
|  |  |  | Energy | [9 empty] | Energy
|  |  |  | Revenue (LMP * (RT MW - DA MW)) |  |  |  | 0 | [5 empty] | Revenue (LMP * (RT MW - DA MW)) |  |  |  |  | 0
|  |  |  | Operating Reserves |  |  |  | 0 |  | Balancing Operating Reserves |  |  |  | Operating Reserves |  |  |  |  | 0
[10 empty] | DA Revenue |  | 4500
|  |  |  | Incremental Cost @ RT MW Used (100 MW) |  |  |  | 2250 |  | DA OpRes Credit |  | 0 |  | Incremental Cost @ Actual RT MW (100 MW) |  |  |  |  | 2250
[10 empty] | Balancing Revenue |  | 0
|  |  |  | Profit/Loss |  |  |  | 2250 |  | Incremental Cost |  | 2250 |  | Profit/Loss |  |  |  |  | 2250
[10 empty] | Balancing Net Revenue |  | 2250
Scenario 2: Resource is called on by PJM and operates below the Desired MW using Status Quo Rules. RT MW Used is set to the lesser of Actual MW and Desired MW. The Bal Value MW Used is set to the greater of Actual MW and Desired MW
Offer |  |  |  | DA OpRes |  |  | Bal OpRes |  |  |  | Real-Time
Segment | Begin MW | End MW | Price | MW | Begin Price | End Price | Reference MW for Offer Price | RT MW Used | Begin Price | End Price | MW | Begin Price | End Price
1 | 0 | 50 | 20 | 0 | 20 | 0 | 50 | 50 | 20 | 20 | 50 | 20 | 20
2 | 50 | 75 | 25 | 0 | 0 | 0 | 0 | 0 | 0 | 0 | 0 | 0 | 0
3 | 75 | 100 | 30 | 100 | 0 | 30 | 0 | 0 | 0 | 0 | 0 | 0 | 0
DA Incremental Cost - DA OpRes | [6 empty] | Incremental Cost @ RT MW Used - Balancing OpRes | [6 empty] | Incremental Cost @ RT Actual MW
Segment | Begin MW | End MW | Begin Price | End Price | Offer Cost |  | Segment | Begin MW | End MW | Begin Price | End Price | Offer Cost |  | Segment | Begin MW | End MW | Begin Price | End Price | Offer Cost
1 | 0 | 50 | 20 | 20 | 1000 |  | 1 | 0 | 50 | 20 | 20 | 1000 |  | 1 | 0 | 50 | 20 | 20 | 1000
2 | 50 | 75 | 20 | 25 | 562.5 |  | 2 | 0 | 0 | 0 | 0 | 0 |  | 2 | 0 | 0 | 0 | 0 | 0
3 | 75 | 100 | 25 | 30 | 687.5 |  | 3 | 0 | 0 | 0 | 0 | 0 |  | 3 | 0 | 0 | 0 | 0 | 0
4 | 0 | 0 | 0 | 0 | 0 |  | 4 | 0 | 0 | 0 | 0 | 0 |  | 4 | 0 | 0 | 0 | 0 | 0
[5 empty] | 2250 | [6 empty] | 1000 | [6 empty] | 1000
The following Data can be updated for Scenario Analysis |  |  |  | PJM DA and Balancing Energy and OpRes Billing | [9 empty] | DA Estimated Profit/Loss with Actual MW Profit/Loss Calculation
Day-ahead Information |  |  |  | Day-Ahead Calculations | [9 empty] | Day-Ahead Calculations
MW | 100 |  |  | Energy | [9 empty] | Energy
LMP | 45 |  |  | Revenue (LMP * MW) |  |  |  | 4500 | [5 empty] | Revenue (LMP * MW) |  |  |  |  | 4500
|  |  |  | Operating Reserves (Cost - Revenue) |  |  |  | 0 |  | Cost | 2250 | DA OpRes Credit |  | Operating Reserves (Cost - Revenue) |  |  |  |  | 0
The following Data can be updated for Scenario Analysis | [9 empty] | Revenue | 4500 | 0
Real-time Information |  |  |  | DA Incremental Cost @ DA MW (100 MW) |  |  |  | 2250 | [5 empty] | DA Incremental Cost @ DA MW (100 MW) |  |  |  |  | 2250
Actual RT MW | 50
LMP | 200 |  |  | DA Profit/Loss |  |  |  | 2250 | [5 empty] | DA Profit/Loss |  |  |  |  | 2250
Tracking Desired MW | 100
Ramp Limited Desired | 75
Bal Value MW Used | 75
RT MW Used | 50 |  |  | Balancing Calculations | [9 empty] | Balancing Calculations
|  |  |  | Energy | [9 empty] | Energy
|  |  |  | Revenue (LMP * (RT MW - DA MW)) |  |  |  | -10000 | [5 empty] | Revenue (LMP * (RT MW - DA MW)) |  |  |  |  | -10000
|  |  |  | Operating Reserves |  |  |  | 1500 |  | Balancing Operating Reserves |  |  |  | Operating Reserves |  |  |  |  | 1500
[10 empty] | DA Revenue |  | 4500
|  |  |  | Incremental Cost @ RT MW Used (50 MW) |  |  |  | 1000 |  | DA OpRes Credit |  | 0 |  | Incremental Cost @ Actual RT MW (50 MW) |  |  |  |  | 1000
[10 empty] | Balancing Revenue |  | -5000
|  |  |  | Profit/Loss |  |  |  | -5000 |  | Incremental Cost |  | 1000 |  | Profit/Loss |  |  |  |  | -5000
[10 empty] | Balancing Net Revenue |  | -1500
Scenario 3: Resource is called on by PJM and operates at full load using Proposed Rules. RT MW Used is set to the lesser of Actual MW and Tracking Desired MW. Bal Value MW Used is the greater of Tracking Desired and Actual RT MW.
Offer |  |  |  | DA OpRes |  |  | Bal OpRes |  |  |  | Real-Time
Segment | Begin MW | End MW | Price | MW | Begin Price | End Price | Reference MW for Offer Price | RT MW Used | Begin Price | End Price | MW | Begin Price | End Price
1 | 0 | 50 | 20 | 0 | 20 | 0 | 50 | 50 | 20 | 20 | 50 | 20 | 20
2 | 50 | 75 | 25 | 0 | 0 | 0 | 0 | 0 | 0 | 0 | 0 | 0 | 0
3 | 75 | 100 | 30 | 100 | 0 | 30 | 0 | 0 | 0 | 0 | 0 | 0 | 0
DA OpRes | [6 empty] | Balancing OpRes | [6 empty] | Real-Time MW Cost
Segment | Begin MW | End MW | Begin Price | End Price | Offer Cost |  | Segment | Begin MW | End MW | Begin Price | End Price | Offer Cost |  | Segment | Begin MW | End MW | Begin Price | End Price | Offer Cost
1 | 0 | 50 | 20 | 20 | 1000 |  | 1 | 0 | 50 | 20 | 20 | 1000 |  | 1 | 0 | 50 | 20 | 20 | 1000
2 | 50 | 75 | 20 | 25 | 562.5 |  | 2 | 0 | 0 | 0 | 0 | 0 |  | 2 | 0 | 0 | 0 | 0 | 0
3 | 75 | 100 | 25 | 30 | 687.5 |  | 3 | 0 | 0 | 0 | 0 | 0 |  | 3 | 0 | 0 | 0 | 0 | 0
4 | 0 | 0 | 0 | 0 | 0 |  | 4 | 0 | 0 | 0 | 0 | 0 |  | 4 | 0 | 0 | 0 | 0 | 0
[5 empty] | 2250 | [6 empty] | 1000 | [6 empty] | 1000
The following Data can be updated for Scenario Analysis |  |  |  | PJM DA and Balancing Energy and OpRes Billing | [9 empty] | DA Estimated Profit/Loss with Actual MW Profit/Loss Calculation
Day-ahead Information |  |  |  | Day-Ahead Calculations | [9 empty] | Day-Ahead Calculations
MW | 100 |  |  | Energy | [9 empty] | Energy
LMP | 45 |  |  | Revenue (LMP * MW) |  |  |  | 4500 | [5 empty] | Revenue (LMP * MW) |  |  |  |  | 4500
|  |  |  | Operating Reserves (Cost - Revenue) |  |  |  | 0 |  | Cost | 2250 | DA OpRes Credit |  | Operating Reserves (Cost - Revenue) |  |  |  |  | 0
The following Data can be updated for Scenario Analysis | [9 empty] | Revenue | 4500 | 0
Real-time Information |  |  |  | DA Incremental Cost @ DA MW (100 MW) |  |  |  | 2250 | [5 empty] | DA Incremental Cost @ DA MW (100 MW) |  |  |  |  | 2250
Actual RT MW | 50
LMP | 200 |  |  | DA Profit/Loss |  |  |  | 2250 | [5 empty] | DA Profit/Loss |  |  |  |  | 2250
Tracking Desired MW | 100
Ramp Limited Desired | 75
Bal Value MW Used | 100
RT MW Used | 50 |  |  | Balancing Calculations | [9 empty] | Balancing Calculations
|  |  |  | Energy | [9 empty] | Energy
|  |  |  | Revenue (LMP * (RT MW - DA MW)) |  |  |  | -10000 | [5 empty] | Revenue (LMP * (RT MW - DA MW)) |  |  |  |  | -10000
|  |  |  | Operating Reserves |  |  |  | 0 |  | Balancing Operating Reserves |  |  |  | Operating Reserves |  |  |  |  | 0
[10 empty] | DA Revenue |  | 4500
|  |  |  | Incremental Cost @ RT MW Used (50 MW) |  |  |  | 1000 |  | DA OpRes Credit |  | 0 |  | Incremental Cost @ Actual RT MW (50 MW) |  |  |  |  | 1000
[10 empty] | Balancing Revenue |  | 0
|  |  |  | Profit/Loss |  |  |  | -6500 |  | Incremental Cost |  | 1000 |  | Profit/Loss |  |  |  |  | -6500
[10 empty] | Balancing Net Revenue |  | 3500
Balancing Operating Reserves makes the unit whole to the Incremental Costs @ RT MW Used
By following dispatch, maintains the DA profit.
The resource under generated and the Operating Reserve Credit excluded the buy out MW of the day-ahead position of 25MW from RT Actual MW to Ramp Limited Desired.
The resource operates at a loss due to the buy out of the day-ahead position that was not requested by PJM.
Take Away: Scenario 1 the resource does not require an operating reserve payment. The resource
maintined its day-ahead profit by following dispatch.
Scenario 2 pays additional uplift for MW less than what the resource would have provided,
if it was following dispatch. This is because the resource is being made whole for part of its
buyout of its day-ahead position. Current rules limit the buy out included in the BOR
calculation to only the buy out that was directed (desired) by PJM. In this example, the
resource is undergenerating, but the Ramp Limited Desired MW is constrained in how low
it can move by the resource's current output and ramp rate and makes it appear that PJM is
requesting the resource to generate lower than its day-ahead commitment. This allows for
the resource to recoup part of its buyout of the day-ahead position even though that
deviation isn't necessarily desired by PJM.
Scenario 3 pays zero uplift. The cost is based on the RT Actual MW and none of the buyout of
of the day-ahead position was included in the balancing revenue because Tracking Desired
is not constrained by the unit's current output and captures that conditions warrant the
resource operating at its day-ahead commitment. This results in operating
reserves calculating a profit that will be used to offset losses in the same OR Segment.
Take Away:
If the resource follows dispatch, as in Scenario 1, the resource maintains its day-ahead profit.
Scenario 2 and 3 results in the resource losing money by under generating, since the operating reserve calculation only includes the buy out of the day-ahead market that was requested by PJM.
If positive number, represents revenue that can be used to offset losses in other intervals in the same OR Segment.
If negative, represents losses that can be offset by revenue earned in other intervals in the same OR Segment.
If positive number, represents revenue that can be used to offset losses in other intervals in the same Operating Reserve Segment.
If negative, represents losses that can be offset by revenue earned in other intervals in the same Operating Reserve Segment.
If positive number, represents revenue that can be used to offset losses in other intervals in the same Operating Reserve Segment.
If negative, represents losses that can be offset by revenue earned in other intervals in the same Operating Reserve Segment.
Balancing Operating Reserves makes the unit whole to the Incremental Costs @ RT MW Used
Balancing Operating Reserves makes the unit whole to the Incremental Costs @ RT MW Used
Balancing Revenue consists of the day-ahead MW (100) minus the greater of the Actual RT MW (50) and Ramp Limited Desired MW (75).
Balancing Revenue consists of the day-ahead MW (100) minus the greater of the Actual RT MW (50) and Tracking Desired MW (100). This results in zero buy out of the day-ahead position, since PJM did not request it.
Note on B8: Offer MW submitted in Markets Gateway
Note on C8: MW of next Segment
Note on H8: MW value that drives the ceiling of incremental offer used in OpRes calculation: If RT MW <= Operating Reserve Desired MW = RT MW if RT MW within Operating Reserve Desired MW +/- 10% = RT MW If RT MW > 110% Operating Reserve Desired MW = Operating Reserve Desired MW This limits the offer price applied to correspond to the desired MW level within 10%
Note on B14: Offer MW submitted in Markets Gateway
Note on C14: MW of next Segment
Note on B34: Bal Value MW Used is the MW level used to determine what revenues (or value) will be used to offset costs in the calculation of BOR Credits. This calculation has the result of using the Actual RT MW and excluding any MW that results in negative revenue that was not requested by PJM. Examples of negative revenue are: buying out of DA position or over generation when RT LMP is negative and RT generation is greater than day-ahead cleared MW.
Note on B35: RT MW Used is the MW value to which the resource will be made whole. If Actual RT MW is within +/- 10% of Ramp Limited Desired, then RT MW Used = Actual RT MW. Otherwise, RT MW Used = the lesser of Actual or Desired MW.
Note on B59: Offer MW submitted in Markets Gateway
Note on C59: MW of next Segment
Note on H59: MW value that drives the ceiling of incremental offer used in OpRes calculation: If RT MW <= Operating Reserve Desired MW = RT MW if RT MW within Operating Reserve Desired MW +/- 10% = RT MW If RT MW > 110% Operating Reserve Desired MW = Operating Reserve Desired MW This limits the offer price applied to correspond to the desired MW level within 10%
Note on B65: Offer MW submitted in Markets Gateway
Note on C65: MW of next Segment
Note on I65: Offer MW submitted in Markets Gateway
Note on J65: MW of next Segment
Note on P65: Offer MW submitted in Markets Gateway
Note on Q65: MW of next Segment
Note on B110: Offer MW submitted in Markets Gateway
Note on C110: MW of next Segment
Note on H110: MW value that drives the ceiling of incremental offer used in OpRes calculation: If RT MW <= Operating Reserve Desired MW = RT MW if RT MW within Operating Reserve Desired MW +/- 10% = RT MW If RT MW > 110% Operating Reserve Desired MW = Operating Reserve Desired MW This limits the offer price applied to correspond to the desired MW level within 10%
Note on B116: Offer MW submitted in Markets Gateway
Note on C116: MW of next Segment
Note on I116: Offer MW submitted in Markets Gateway
Note on J116: MW of next Segment
Note on P116: Offer MW submitted in Markets Gateway
Note on Q116: MW of next Segment

## RT Only UnderGen Start&NoLoad
Example 7: Generator has no DA Commitment, and generates below desired in RT with startup and no-load
Scenario 1 - Following Dispatch: Resource is called on by PJM and follows dispatch. BOR calculated using Status Quo Rules
Offer |  |  |  | DA OpRes |  |  | Bal OpRes |  |  |  | Real-Time
Segment | Begin MW | End MW | Price | MW | Begin Price | End Price | Reference MW for Offer Price | RT MW Used | Begin Price | End Price | MW | Begin Price | End Price
1 | 0 | 50 | 20 | 0 | 0 | 0 | 50 | 50 | 20 | 20 | 50 | 20 | 20
2 | 50 | 75 | 25 | 0 | 0 | 0 | 0 | 0 | 0 | 0 | 0 | 0 | 0
3 | 75 | 100 | 30 | 0 | 0 | 0 | 0 | 0 | 0 | 0 | 0 | 0 | 0
DA Incremental Cost - DA OpRes | [6 empty] | Incremental Cost @ RT MW Used - Balancing OpRes | [6 empty] | Incremental Cost @ RT Actual MW
Segment | Begin MW | End MW | Begin Price | End Price | Offer Cost |  | Segment | Begin MW | End MW | Begin Price | End Price | Offer Cost |  | Segment | Begin MW | End MW | Begin Price | End Price | Offer Cost
1 | 0 | 0 | 0 | 0 | 0 |  | 1 | 0 | 50 | 20 | 20 | 1000 |  | 1 | 0 | 50 | 20 | 20 | 1000
2 | 0 | 0 | 0 | 0 | 0 |  | 2 | 0 | 0 | 0 | 0 | 0 |  | 2 | 0 | 0 | 0 | 0 | 0
3 | 0 | 0 | 0 | 0 | 0 |  | 3 | 0 | 0 | 0 | 0 | 0 |  | 3 | 0 | 0 | 0 | 0 | 0
4 | 0 | 0 | 0 | 0 | 0 |  | 4 | 0 | 0 | 0 | 0 | 0 |  | 4 | 0 | 0 | 0 | 0 | 0
[5 empty] | 0 | [6 empty] | 1000 | [6 empty] | 1000
The following Data can be updated for Scenario Analysis |  |  |  | PJM DA and Balancing Energy and OpRes Billing | [9 empty] | DA Estimated Profit/Loss with Actual MW Profit/Loss Calculation
Day-ahead Information |  |  |  | Day-Ahead Calculations | [9 empty] | Day-Ahead Calculations
MW | 0 |  |  | Energy | [9 empty] | Energy
LMP | 0 |  |  | Revenue (LMP * MW) |  |  |  | 0 | [5 empty] | Revenue (LMP * MW) |  |  |  |  | 0
|  |  |  | Operating Reserves (Cost - Revenue) |  |  |  | 0 |  | Cost | 0 | DA OpRes Credit |  | Operating Reserves (Cost - Revenue) |  |  |  |  | 0
The following Data can be updated for Scenario Analysis | [9 empty] | Revenue | 0 | 0
Real-time Information |  |  |  | DA Incremental Cost @ DA MW (0 MW) |  |  |  | 0 | [5 empty] | DA Incremental Cost @ DA MW (0 MW) |  |  |  |  | 0
Actual RT MW | 50
LMP | 50 |  |  | DA Profit/Loss |  |  |  | 0 | [5 empty] | DA Profit/Loss |  |  |  |  | 0
Tracking Desired MW | 50
Ramp Limited Desired | 50
Bal Value MW Used | 50
RT MW Used | 50 |  |  | Balancing Calculations | [9 empty] | Balancing Calculations
Startup | 1000 |  |  | Energy | [9 empty] | Energy
No-Load | 100 |  |  | Revenue (LMP * (RT MW - DA MW)) |  |  |  | 2500 | [5 empty] | Revenue (LMP * (RT MW - DA MW)) |  |  |  |  | 2500
|  |  |  | Operating Reserves |  |  |  | 0 |  | Balancing Operating Reserves |  |  |  | Operating Reserves |  |  |  |  | 0
[10 empty] | DA Revenue |  | 0
|  |  |  | Incremental Cost @ RT MW Used (50 MW) plus Startup and No-Load |  |  |  | 2100 |  | DA OpRes Credit |  | 0 |  | Incremental Cost @ Actual RT MW (50 MW) plus Startup and No-Load |  |  |  |  | 2100
[10 empty] | Balancing Revenue |  | 2500
|  |  |  | Profit/Loss |  |  |  | 400 |  | Incremental Cost |  | 1000 |  | Profit/Loss |  |  |  |  | 400
[10 empty] | No-Load |  | 100
[10 empty] | Startup |  | 1000
[10 empty] | Balancing Net Revenue |  | 400
Scenario 2: Resource is called on by PJM and operates below the Desired MW using Status Quo Rules. RT MW Used is set to the lesser of Actual MW and Desired MW
Offer |  |  |  | DA OpRes |  |  | Bal OpRes |  |  |  | Real-Time
Segment | Begin MW | End MW | Price | MW | Begin Price | End Price | Reference MW for Offer Price | RT MW Used | Begin Price | End Price | MW | Begin Price | End Price
1 | 0 | 50 | 20 | 0 | 0 | 0 | 25 | 25 | 20 | 20 | 25 | 20 | 20
2 | 50 | 75 | 25 | 0 | 0 | 0 | 0 | 0 | 0 | 0 | 0 | 0 | 0
3 | 75 | 100 | 30 | 0 | 0 | 0 | 0 | 0 | 0 | 0 | 0 | 0 | 0
DA Incremental Cost - DA OpRes | [6 empty] | Incremental Cost @ RT MW Used - Balancing OpRes | [6 empty] | Incremental Cost @ RT Actual MW
Segment | Begin MW | End MW | Begin Price | End Price | Offer Cost |  | Segment | Begin MW | End MW | Begin Price | End Price | Offer Cost |  | Segment | Begin MW | End MW | Begin Price | End Price | Offer Cost
1 | 0 | 0 | 0 | 0 | 0 |  | 1 | 0 | 25 | 20 | 20 | 500 |  | 1 | 0 | 25 | 20 | 20 | 500
2 | 0 | 0 | 0 | 0 | 0 |  | 2 | 0 | 0 | 0 | 0 | 0 |  | 2 | 0 | 0 | 0 | 0 | 0
3 | 0 | 0 | 0 | 0 | 0 |  | 3 | 0 | 0 | 0 | 0 | 0 |  | 3 | 0 | 0 | 0 | 0 | 0
4 | 0 | 0 | 0 | 0 | 0 |  | 4 | 0 | 0 | 0 | 0 | 0 |  | 4 | 0 | 0 | 0 | 0 | 0
[5 empty] | 0 | [6 empty] | 500 | [6 empty] | 500
The following Data can be updated for Scenario Analysis |  |  |  | PJM DA and Balancing Energy and OpRes Billing | [9 empty] | DA Estimated Profit/Loss with Actual MW Profit/Loss Calculation
Day-ahead Information |  |  |  | Day-Ahead Calculations | [9 empty] | Day-Ahead Calculations
MW | 0 |  |  | Energy | [9 empty] | Energy
LMP | 0 |  |  | Revenue (LMP * MW) |  |  |  | 0 | [5 empty] | Revenue (LMP * MW) |  |  |  |  | 0
|  |  |  | Operating Reserves (Cost - Revenue) |  |  |  | 0 |  | Cost | 0 | DA OpRes Credit |  | Operating Reserves (Cost - Revenue) |  |  |  |  | 0
The following Data can be updated for Scenario Analysis | [9 empty] | Revenue | 0 | 0
Real-time Information |  |  |  | DA Incremental Cost @ DA MW (0 MW) |  |  |  | 0 | [5 empty] | DA Incremental Cost @ DA MW (0 MW) |  |  |  |  | 0
Actual RT MW | 25
LMP | 50 |  |  | DA Profit/Loss |  |  |  | 0 | [5 empty] | DA Profit/Loss |  |  |  |  | 0
Tracking Desired MW | 50
Ramp Limited Desired | 50
Bal Value MW Used | 25
RT MW Used | 25 |  |  | Balancing Calculations | [9 empty] | Balancing Calculations
Startup | 1000 |  |  | Energy | [9 empty] | Energy
No-Load | 100 |  |  | Revenue (LMP * (RT MW - DA MW)) |  |  |  | 1250 | [5 empty] | Revenue (LMP * (RT MW - DA MW)) |  |  |  |  | 1250
|  |  |  | Operating Reserves |  |  |  | 350 |  | Balancing Operating Reserves |  |  |  | Operating Reserves |  |  |  |  | 350
[10 empty] | DA Revenue |  | 0
|  |  |  | Incremental Cost @ RT MW Used (25 MW) plus Startup and No-Load |  |  |  | 1600 |  | DA OpRes Credit |  | 0 |  | Incremental Cost @ Actual RT MW (25 MW) plus Startup and No-Load |  |  |  |  | 1600
[10 empty] | Balancing Revenue |  | 1250
|  |  |  | Profit/Loss |  |  |  | 0 |  | Incremental Cost |  | 500 |  | Profit/Loss |  |  |  |  | 0
[10 empty] | No-Load |  | 100
[10 empty] | Startup |  | 1000
[10 empty] | Balancing Net Revenue |  | -350
Scenario 3: Resource is called on by PJM and operates at full load using Proposed Rules. Balancing Value used is set to the Tracking Desired MW.
Offer |  |  |  | DA OpRes |  |  | Bal OpRes |  |  |  | Real-Time
Segment | Begin MW | End MW | Price | MW | Begin Price | End Price | Reference MW for Offer Price | RT MW Used | Begin Price | End Price | MW | Begin Price | End Price
1 | 0 | 50 | 20 | 0 | 0 | 0 | 25 | 25 | 20 | 20 | 25 | 20 | 20
2 | 50 | 75 | 25 | 0 | 0 | 0 | 0 | 0 | 0 | 0 | 0 | 0 | 0
3 | 75 | 100 | 30 | 0 | 0 | 0 | 0 | 0 | 0 | 0 | 0 | 0 | 0
DA OpRes | [6 empty] | Balancing OpRes | [6 empty] | Real-Time MW Cost
Segment | Begin MW | End MW | Begin Price | End Price | Offer Cost |  | Segment | Begin MW | End MW | Begin Price | End Price | Offer Cost |  | Segment | Begin MW | End MW | Begin Price | End Price | Offer Cost
1 | 0 | 0 | 0 | 0 | 0 |  | 1 | 0 | 25 | 20 | 20 | 500 |  | 1 | 0 | 25 | 20 | 20 | 500
2 | 0 | 0 | 0 | 0 | 0 |  | 2 | 0 | 0 | 0 | 0 | 0 |  | 2 | 0 | 0 | 0 | 0 | 0
3 | 0 | 0 | 0 | 0 | 0 |  | 3 | 0 | 0 | 0 | 0 | 0 |  | 3 | 0 | 0 | 0 | 0 | 0
4 | 0 | 0 | 0 | 0 | 0 |  | 4 | 0 | 0 | 0 | 0 | 0 |  | 4 | 0 | 0 | 0 | 0 | 0
[5 empty] | 0 | [6 empty] | 500 | [6 empty] | 500
The following Data can be updated for Scenario Analysis |  |  |  | PJM DA and Balancing Energy and OpRes Billing | [9 empty] | DA Estimated Profit/Loss with Actual MW Profit/Loss Calculation
Day-ahead Information |  |  |  | Day-Ahead Calculations | [9 empty] | Day-Ahead Calculations
MW | 0 |  |  | Energy | [9 empty] | Energy
LMP | 0 |  |  | Revenue (LMP * MW) |  |  |  | 0 | [5 empty] | Revenue (LMP * MW) |  |  |  |  | 0
|  |  |  | Operating Reserves (Cost - Revenue) |  |  |  | 0 |  | Cost | 0 | DA OpRes Credit |  | Operating Reserves (Cost - Revenue) |  |  |  |  | 0
The following Data can be updated for Scenario Analysis | [9 empty] | Revenue | 0 | 0
Real-time Information |  |  |  | DA Incremental Cost @ DA MW (0 MW) |  |  |  | 0 | [5 empty] | DA Incremental Cost @ DA MW (0 MW) |  |  |  |  | 0
Actual RT MW | 25
LMP | 50 |  |  | DA Profit/Loss |  |  |  | 0 | [5 empty] | DA Profit/Loss |  |  |  |  | 0
Tracking Desired MW | 45
Ramp Limited Desired | 50
Bal Value MW Used | 25
RT MW Used | 25 |  |  | Balancing Calculations | [9 empty] | Balancing Calculations
Startup | 1000 |  |  | Energy | [9 empty] | Energy
No-Load | 100 |  |  | Revenue (LMP * (RT MW - DA MW)) |  |  |  | 1250 | [5 empty] | Revenue (LMP * (RT MW - DA MW)) |  |  |  |  | 1250
|  |  |  | Operating Reserves |  |  |  | 350 |  | Balancing Operating Reserves |  |  |  | Operating Reserves |  |  |  |  | 350
[10 empty] | DA Revenue |  | 0
|  |  |  | Incremental Cost @ RT MW Used (25 MW) plus startup and No-Load |  |  |  | 1600 |  | DA OpRes Credit |  | 0 |  | Incremental Cost @ Actual RT MW (25 MW) plus Startup and No-Load |  |  |  |  | 1600
[10 empty] | Balancing Revenue |  | 1250
|  |  |  | Profit/Loss |  |  |  | 0 |  | Incremental Cost |  | 500 |  | Profit/Loss |  |  |  |  | 0
[10 empty] | No-Load |  | 100
[10 empty] | Startup |  | 1000
[10 empty] | Balancing Net Revenue |  | -350
Balancing Operating Reserves makes the unit whole to the Incremental Costs @ RT MW Used
If positive number, represents revenue that can be used to offset losses in other intervals in the same OR Segment.
If negative, represents losses that can be offset by revenue earned in other intervals in the same OR Segment.
If positive number, represents revenue that can be used to offset losses in other intervals in the same Operating Reserve Segment.
If negative, represents losses that can be offset by revenue earned in other intervals in the same Operating Reserve Segment.
If positive number, represents revenue that can be used to offset losses in other intervals in the same Operating Reserve Segment.
If negative, represents losses that can be offset by revenue earned in other intervals in the same Operating Reserve Segment.
Balancing Operating Reserves makes the unit whole to the Incremental Costs @ RT MW Used
Balancing Operating Reserves makes the unit whole to the Incremental Costs @ RT MW Used
Take Away: Scenario 1 the resource does not require an operating reserve payment. The resource made
enough revenues to cover its incremental cost, plus no load and start costs.
Scenario 2 and 3 pay uplift. This is because the resource did not make the expected revenues
to cover its no load and start cost. Current rules limit the balancing revenues in the BOR
calculation to actual and not to the MW desired by PJM. In this example, the uplift paid results
from the resource undergenerating. If the resource followed dispatch, uplift would be zero.
Note on B8: Offer MW submitted in Markets Gateway
Note on C8: MW of next Segment
Note on H8: MW value that drives the ceiling of incremental offer used in OpRes calculation: If RT MW <= Operating Reserve Desired MW = RT MW if RT MW within Operating Reserve Desired MW +/- 10% = RT MW If RT MW > 110% Operating Reserve Desired MW = Operating Reserve Desired MW This limits the offer price applied to correspond to the desired MW level within 10%
Note on B14: Offer MW submitted in Markets Gateway
Note on C14: MW of next Segment
Note on B34: Bal Value MW Used is the MW level used to determine what revenues (or value) will be used to offset costs in the calculation of BOR Credits. This calculation has the result of using the Actual RT MW and excluding any MW that results in negative revenue that was not requested by PJM. Examples of negative revenue are: buying out of DA position or over generation when RT LMP is negative and RT generation is greater than day-ahead cleared MW.
Note on B35: RT MW Used is the MW value to which the resource will be made whole. If Actual RT MW is within +/- 10% of Ramp Limited Desired, then RT MW Used = Actual RT MW. Otherwise, RT MW Used = the lesser of Actual or Desired MW.
Note on B59: Offer MW submitted in Markets Gateway
Note on C59: MW of next Segment
Note on H59: MW value that drives the ceiling of incremental offer used in OpRes calculation: If RT MW <= Operating Reserve Desired MW = RT MW if RT MW within Operating Reserve Desired MW +/- 10% = RT MW If RT MW > 110% Operating Reserve Desired MW = Operating Reserve Desired MW This limits the offer price applied to correspond to the desired MW level within 10%
Note on B65: Offer MW submitted in Markets Gateway
Note on C65: MW of next Segment
Note on I65: Offer MW submitted in Markets Gateway
Note on J65: MW of next Segment
Note on P65: Offer MW submitted in Markets Gateway
Note on Q65: MW of next Segment
Note on B110: Offer MW submitted in Markets Gateway
Note on C110: MW of next Segment
Note on H110: MW value that drives the ceiling of incremental offer used in OpRes calculation: If RT MW <= Operating Reserve Desired MW = RT MW if RT MW within Operating Reserve Desired MW +/- 10% = RT MW If RT MW > 110% Operating Reserve Desired MW = Operating Reserve Desired MW This limits the offer price applied to correspond to the desired MW level within 10%
Note on B116: Offer MW submitted in Markets Gateway
Note on C116: MW of next Segment
Note on I116: Offer MW submitted in Markets Gateway
Note on J116: MW of next Segment
Note on P116: Offer MW submitted in Markets Gateway
Note on Q116: MW of next Segment